## Readme
New Zealand Wastewater Treatment Plant Inventory
Title | Combined WWTP data
Last updated | 2022-02-24
Created By | Lesley Smith, Water New Zealand
Description | This spread sheet contains a summary of New Zealand's Local Authority owned Wastewater Treatment Plants. The National Performance Review is used to provide annual data updated.
Information and Data Sources | 1. Water New Zealand – National Performance Review. More information on the process used to collect this information is available from: www.waternz.org.nz/NationalPerformanceReview 2. GHD - Three Waters Review, New Zealand WWTP Summary (completed 2018). This information was collected to inform a series of reports undertaken by GHD and BoffaMiskal for the Department of Internal Affairs Three Waters Reform Programme. The reports are available at the following link: https://www.dia.govt.nz/Three-waters-review
Limitations | Information presented in this summary is underpinned by data collected in the National Performance Review.
Revision history
2013-05-18 | 2016-17 Full data set finalised
2018-02-13 | GIS web layer updated with 2016-17 data
2019-02-13 | Information sourced from DIA and NPR
2020-04-03 | 2018/19 NPR Fiscal year data updated
2020-01-13 | 2019/20 NPR data updated
2022-02-24 | 2020/21 NPR data updated by Zoe Hubbard
Heading | Data Source
Managing organisation | National Performance Review
Financial year for which National Performance Review data was last collected | Relates to fields; Treatment plant resource consent expiry date Treatment plant wet sludge production Treatment lant sludge disposal Treatment plant backup generator Peak wet to average dry weather flow ratio
Treatment Plant Name | National Performance Review
Location: Northing | 2014-15 National Performance Review, unless otherwise specified
Location: Easting | Specified in location data source field
Level of treatment | National Performance Review
Volume of wastewater treated at Treatment Plant (m3/year) | 2016-17 National Performance Review
Recieving environment for treatment plant effluent | 2016-17 National Performance Review
Proportion of Trade Waste | National Performance Review
Treatment plant resource consent expiry date | National Performance Review
Treatment Plant Wet Sludge Production (tonnes/year) | National Performance Review
Treatment Plant Sludge Disposal | National Performance Review
Treatment plant backup generator | National Performance Review
Peak wet to dry flow ratio | National Performance Review
Discharge Flow rate (m3/day) | GHD - Three Waters Review, New Zealand WWTP Summary (completed 2018)
Treatment Type | GHD - Three Waters Review, New Zealand WWTP Summary (completed 2018)
Population | GHD - Three Waters Review, New Zealand WWTP Summary (completed 2018)

## WWTP Data
Managing organisation | Financial year for which data was last collected | WWA7a | Northing | Easting | Location data source (if different to 2014-15 NPR) | Level of treatment | 2020-21 | 2019-2020 | 2018-2019 | 2017-2018 | 2016-17 | 2015-16 | 2014-2015 | Freshwater | Land application | Marine harbour | Marine coastal | 2020-2021 | 2019-2020 | 2018-2019 | 2017-18 | 2016-17 | 2015-16 | Effluent consent expiry date | Effluent consent status |  | 2020-2021 | 2019-2020 | Percentage of dry solids in wastewater sludge/biosolids | on site stockpile | landfill | composting and reuse | other (specify) | Comments | Last year desludged | Treatment plant backup generator | Peak wet to average dry weather flow ratio | Discharge Flow rate (m3/day) | Treatment Type | Population | Notes | Reference Information
Ashburton District Council | 2020-2021 | Ashburton (over 2 sites) | 5134066.66 | 1500371.95 |  | Secondary | 2575289 | 3002536 | 3418069 | 4784773 | 2265606 | 2422208 | 3529932.93 | 0% | 100% | 0% | 0% | 0% | 0% | 0% | 0% |  | 0% | 2039-06-13 | Current | 9 | 12876.445 | 15012.68 |  | 100% | 0% | 0% | 0% |  |  | 1 | 4.18 | 6207.1397 | Oxidation ponds; Aeration Pond | 18750 |  | https://www.ashburtondc.govt.nz/__data/assets/pdf_file/0025/5875/Wastewater-Ash-Wastewater-Treatment-Upgrade.pdf
Ashburton District Council | 2020-2021 | Methven | 5166675.9 | 1491968.91 |  | Secondary | 162790 | 164971.3 | 156800 | 197726 | 139001.95 | 144749.8283 | 123676.59 | 0% | 100% | 0% | 0% | 0% | 0% | 0% | 0% |  | 0% | 2034-07-08 | Current | 1 | 813.95 | 824.8565 |  | 100% | 0% | 0% | 0% |  |  | 0 | 1.53 | 380.8273 | Oxidation ponds with Aerators | 2926.3651 |  | https://www.ashburtondc.govt.nz/__data/assets/pdf_file/0025/5875/Wastewater-Ash-Wastewater-Treatment-Upgrade.pdf
Ashburton District Council | 2020-2021 | Rakaia | 5153552.22 | 1522701.19 |  | Secondary | 94915.45 | 62986.4 | 45260 | 51586 | 98058 | 95092 | 99005 | 0% | 100% | 0% | 0% | 0% | 0% | 0% | 0% |  | 0% | 2033-03-11 | Current | 2 | 474.577 | 314.932 | 0.0041 | 0% | 0% | 0% | 100% |  |  | 1 | 1.78 | 268.6521 | Trickling Filters; UV | 1100 | Rakaia is applied to pasture, but pasture is not harvested for reuse. | https://www.ashburtondc.govt.nz/__data/assets/pdf_file/0025/5875/Wastewater-Ash-Wastewater-Treatment-Upgrade.pdf
Buller District Council | 2017-18 | Reefton | 5337083 | 1504923 | Direct information request | Tertiary | [6 empty] | 292000 | 100% | 0% | [7 empty] | 0% | [14 empty] | 800 | Oxidation ponds; Aeration Pond | 1012.5664 |  | https://bullerdc.govt.nz/sewerage/
Buller District Council | 2017-18 | Westport | 5375161 | 1482791 |  | Tertiary | [5 empty] | 912500 | 912500 | 100% | 0% | 0% | 0% | [6 empty] | 2038-07-23 | Current |  |  |  |  | 0% | 0% | 100% | 0% |  |  |  |  | 2500 | Contact Stabilisation; Settling tank; Stabilisation biorector; UV; Wetlands | 4620.3406 |  | https://bullerdc.govt.nz/sewerage/
Buller District Council | 2017-18 | Little Wanganui | 5417272 | 1521891 | Direct information request | Secondary | [6 empty] | 18250 | 0% | 0% | 100% | [6 empty] | 0% | [14 empty] | 50 | Oxidation ponds | 202.5133 |  | https://bullerdc.govt.nz/sewerage/
Carterton District Council | No NPR data | Carterton | 5453573.47 | 1810149.4425 | [9 empty] | 100% | [24 empty] | Oxidation ponds; UV | 5063.0333 |  | http://cdc.govt.nz/wp-content/uploads/2018/03/WWTP-Final-for-distribution.compressed.pdf
Central Hawke's Bay District Council | 2020-2021 | Te Paerahi | 5532911.7752 | 1911703.7955 |  |  | 22962 | [7 empty] | 100% |  |  | 0% | [5 empty] | 2021-05-31 | Current | 1 | 0 |  | 0% | 0% | 0% | 0% | 0% |  |  |  | 5.9 | 29.3139 | Oxidation ponds | 105.7643 | No desludging within the year | https://www.chbdc.govt.nz/assets/Uploads/CHBDC-Wastewater-Strategy-FINAL-20201009.pdf
Central Hawke's Bay District Council | 2020-2021 | Otane | 5577632.977 | 1910907.2335 |  |  | 49737 | [6 empty] | 100% |  |  |  | 0% | [5 empty] | 2042-05-31 | Current | 1 | 0 |  | 0% | 0% | 0% | 0% | 0% |  |  |  | 6 | 201.3067 | Oxidation ponds | 640.2972 | No desludging within the year | https://www.chbdc.govt.nz/assets/Uploads/CHBDC-Wastewater-Strategy-FINAL-20201009.pdf
Central Hawke's Bay District Council | 2020-2021 | Porangahau | 5531947.8418 | 1907688.6239 |  |  | 56666 | [6 empty] | 100% |  |  |  | 0% | [5 empty] | 2021-05-31 | Current | 1 | 0 |  | 0% | 0% | 0% | 0% | 0% |  |  |  |  | 94.9714 | Oxidation ponds | 317.293 | No desludging within the year | https://www.chbdc.govt.nz/assets/Uploads/CHBDC-Wastewater-Strategy-FINAL-20201009.pdf
Central Hawke's Bay District Council | 2020-2021 | Takapau | 5565531.2882 | 1886618.0946 |  |  | 39933 | [6 empty] | 100% |  |  |  | 0% | [5 empty] | 2021-10-31 | Current | 1 | 0 |  | 0% | 0% | 0% | 0% | 0% |  |  |  | 9.3 | 165.6282 | Oxidation ponds | 533.581 | No desludging within the year | https://www.chbdc.govt.nz/assets/Uploads/CHBDC-Wastewater-Strategy-FINAL-20201009.pdf
Central Hawke's Bay District Council | 2020-2021 | Waipawa | 5571356.1633 | 1908843.0735 |  |  | 297930 | [6 empty] | 100% |  |  |  | 6% | [5 empty] | 2030-09-30 | Current | 1 | 0 |  | 0% | 0% | 0% | 0% | 0% |  |  |  | 7.9 | 691.0394 | Oxidation ponds with Aerators; Sand Filter; UV | 2027.6078 | No desludging within the year | https://www.chbdc.govt.nz/assets/Uploads/CHBDC-Wastewater-Strategy-FINAL-20201009.pdf
Central Hawke's Bay District Council | 2020-2021 | Waipukurau | 5567015.9296 | 1905523.2869 |  |  | 661190 | [6 empty] | 100% |  |  |  | 16% | [5 empty] | 2030-09-30 | Current | 1 | 0 |  | 0% | 0% | 0% | 0% | 0% |  |  |  | 3.3 | 1532.6418 | Oxidation ponds with Aerators; Sand Filter; UV | 4268.648 | No desludging within the year | https://www.chbdc.govt.nz/assets/Uploads/CHBDC-Wastewater-Strategy-FINAL-20201009.pdf
Central Otago District Council | 2020-2021 | Naseby | 5009006.4 | 1375007.7 |  | Primary | 50300 | 35428 | 107961 | 76066 | 30000 | 30000 | 30000 | 0% | 100% | 0% | 0% |  | 0.25% | 25% | 0.25% | 0.25% | 0.25% | 2051-03-14 | Current | 1 |  | 0 |  |  | 100% | [6 empty] | 82.1918 | Aerated lagoon | 110
Central Otago District Council | 2020-2021 | Roxburgh | 4950893.1 | 1312557.2 |  | Primary | 49637 | 48423 | 52586 | 52062 | 53880 | 47252 | 51523 | 0% | 100% | 0% | 0% |  | 1% | 1% | 1% | 1% | 1% | 2045-09-01 | Current | 1 |  | 0 |  |  | 100% | [6 empty] | 147.6164 | Oxidation pond; Imhoff tank; Trickling Filters; Constructed wetlands | 755.2079
Central Otago District Council | 2020-2021 | Cromwell | 5003607.6 | 1300502.7 |  | Primary | 776164 | 707117.472 | 731216 | 694429 | 552048 | 605318 | 633276 | 100% | 0% | 0% | 0% |  | 3% | 3% | 3% | 3% | 3% | 2049-02-25 | Current | 3 |  | 121.92 |  |  | 100% |  |  |  | 2015 |  |  | 1512.4603 | Oxidation pond | 3398.4354
Central Otago District Council | 2020-2021 | Alexandra | 4981491.2 | 1317481.7 |  | Secondary | 407303 | 405006 | 525600 | 422329 | 414123 | 469391 | 389778 | 100% | 0% | 0% | 0% |  | 2% | 2% | 2% | 2% | 2% | 2038-08-01 | Current | 3 | 135.14 | 40.6 | 19% |  | 100% | [6 empty] | 1134.5836 | Activated sludge | 5055.7404
Central Otago District Council | 2020-2021 | Ranfurly | 4997655.3 | 1372417.3 |  | Tertiary | 226507 | 172024 | 164274 | 52600 | 140037 | 126488 | 146297 | 100% | 0% | 0% | 0% |  | 0.5% | 50% | 0.25% | 0.5% | 0.5% | 2050-04-01 | Current | 2 |  | 0 | 1.74 |  | 100% | [6 empty] | 383.663 | Oxidation pond | 1132.8118
Central Otago District Council | 2020-2021 | Omakau | 4999347.9 | 1331984 |  | Primary |  | 156959 | 244060 | 165173 | 81613 | 92591 | 86068 | 100% | 0% | 0% | 0% |  | 0.5% | 25% | 0.5% | 0.25% | 0.25% | 2017-12-01 | Lodged | 2 |  | 0 |  |  | 100% |  |  |  | 2019 |  |  | 223.5973 | Oxidation pond | 324.402
Central Otago District Council | 2020-2021 | Lake Roxburgh | 4957077.7997 | 1311723.9359 |  |  | 676.66 | 33971 | 33869 | 34072 |  |  |  | 100% |  |  |  |  | 0.01% | 1% | 0.01% |  |  | 2023-11-01 | Current | 1 |  | 0 |  |  | 100% | [6 empty] | 29.9774 | Oxidation pond | 108
Christchurch City Council | 2020-2021 | Wainui | 5149225.753 | 1592761.343 |  | Tertiary | 1360 | 909.7 | 953 | 1443 | 1543 | 1592 | 1772 | 0% | 100% | 0% | 0% | 0% | 0% |  |  |  | 8.7% | 2046-07-08 | Current | 3 | 0 |  | 0% | 0% | 0% | 0% | 0% | All to CWTP |  |  | 4.7 | 4.2274 |  | 16
Christchurch City Council | 2020-2021 | Tikao Bay | 5149064 | 1592642 |  | Tertiary | 1199 | 1597.4 | 1370 | 1473 | 1454 | 1886 | 1601 | 0% | 100% | 0% | 0% | 0% | 0% |  |  |  | 8.7% | 30/07/2038 | Current | 1 | 0 |  | 0% | 0% | 0% | 0% | 0% | All to CWTP |  |  | 24.26 | 3.9836 |  | 107.4339
Christchurch City Council | 2020-2021 | Christchurch | 5180283.159 | 1575758.707 |  | Tertiary | 52373072 | 58366055 | 58366055 | 68237480 | 62126661 | 60908280 | 65987374 | 0% | 0% | 0% | 100% | 7.29% | 6.37% |  | 6% | 10% | 8.7% | 2041-06-05 | Current | 11 | 2932 | 3014 | 94.30% | 0% | 0% | 100% | 0% |  | 2006 | 4 | 2.73 | 170210.0301 | Maturation ponds; Activated sludge; Trickling Filters; Anaerobic digester for sludge | 349661.9325
Christchurch City Council | 2020-2021 | Lyttelton | 5171406.706 | 1578211.695 |  | Tertiary | 383837 | 405886 | 327668 | 348521 | 282812 | 278113 | 280447 | 0% | 0% | 100% | 0% | 0% | 0.71% |  |  |  | 8.7% | 21/07/2029 | Current | 1 | 0 | 29.7 | 0% | 0% | 0% | 0% | 0% | All to CWTP |  |  | 3.01 | 774.8274 | Primary; Secondary; UV | 3500.1969
Christchurch City Council | 2020-2021 | Akaroa | 5148117.832 | 1595979.195 |  | Tertiary | 152185 | 191870 | 226822 | 236346 | 86759 | 75297 | 79046 | 0% | 0% | 100% | 0% | 0% | 3.6% |  |  |  | 8.7% | 2018-10-07 | Lodged | 2 | 0 | 17.08 | 0% | 0% | 0% | 0% | 0% | All to CWTP |  | 1 | 7.68 | 237.6959 | Imhoff Tank; Trickling filter; UV | 1450.3578
Christchurch City Council | 2020-2021 | Diamond Harbour | 5170293.431 | 1577408.465 |  | Tertiary | 112921 | 118572 | 140999 | 121652 | 104942 | 153769 | 114959 | 0% | 0% | 100% | 0% | 0% | 0% |  |  |  | 8.7% | 13/07/2021 | Current | 2 | 0 | 48.1 | 0% | 0% | 0% | 0% | 0% | All to CWTP |  |  | 8.15 | 287.5123 | Primary; Secondary; UV | 1166.7323
Christchurch City Council | 2020-2021 | Duvauchelle | 5155891.749 | 1595169.401 |  | Tertiary | 26428 | 23934 | 35332 | 39879 | 27851 | 28761 | 32612 | 0% | 0% | 100% | 0% | 0% | 1.5% |  |  |  | 8.7% | 15/07/2023 | Current | 2 | 0 |  | 0% | 0% | 0% | 0% | 0% | All to CWTP |  |  | 14.34 | 76.3041 | Primary; Secondary; UV | 322.3017
Christchurch City Council | 2019-2020 | Governors Bay | 5169917 | 1571880 |  | Tertiary |  |  | 56448 | 73444 | 60560 | 58464 | 58173 | 0% | 0% | 100% | 0% | 0% |  |  |  |  | 8.7% | 2018-12-31 | Current | [6 empty] | 100% | 0% | All to CWTP |  |  | 6.849 | 165.9178 | Primary; Secondary; UV | 1050.0591
Clutha District Council | 2020-2021 | Balclutha | 4871781 | 1348499 |  | Primary | 7141.6 | 717979 | 678244% | 672008 |  |  | 808358 | 100% |  |  |  | 10.9193 |  |  |  |  | 0% | 2018-01-05 | Lodged | 1 |  |  |  | 100% | 0% | 0% | 0% |  | 2019 | no | 3.6 | 200 | Oxidation pond | 337.3634
Clutha District Council | 2020-2021 | Milton | 4887123 | 1365065 |  | Secondary | 4901.4 | 490735 | 26451 | 488434 |  |  | 468224 | 100% |  |  |  | 10.8446 |  |  |  |  | 0% | 5/20/2044 | Current | 2 |  |  |  | 100% | 0% | 0% | 0% |  |  | no | 6.1 | 229.7096 | Trickling filters; Wetlands | 381.5044
Clutha District Council | 2020-2021 | Owaka | 4851196 | 1344295 |  | Secondary | 2665.5 | 102494 | 77794 | 59931 |  |  | 83844 | 100% |  |  |  | 21.0784 |  |  |  |  | 0% | 11/25/2045 | Current | 1 |  |  |  | 100% | 0% | 0% | 0% |  | 2018 | no | 4.1 | 80.8767 | Oxidation pond; BioFiltro worm farm; UV | 308.987
Clutha District Council | 2020-2021 | Kaitangata | 4868225 | 1356596 |  | Primary | 1476.59 | 156402 | 2734% | 94449 |  |  | 162562 | 100% |  |  |  | 2.5437 |  |  |  |  | 0% | 3/21/2049 | Current | 1 |  |  |  | 100% | 0% | 0% | 0% |  | 2018 | no | 2.9 | 72.3288 | Oxidation pond | 293.2224
Clutha District Council | 2020-2021 | Waihola | 4901059 | 1376530 |  | Primary | 861.4 | 33122 | 27631 | 39474 |  |  | 36724 | 100% |  |  |  | 2 |  |  |  |  | 0% | 2017-01-09 | Lodged | 1 |  |  |  | 100% | 0% | 0% | 0% |  | 2020 |  | 5.95 |  | Wetlands
Clutha District Council | 2020-2021 | Clinton | 4876880 | 1321451 |  | Primary | 699.8 | 52092 | 32079% | 6139 |  |  | 73000 | 100% |  |  |  | 10.1626 |  |  |  |  | 0% | 2027-05-05 | Current | 1 |  |  |  | 100% | 0% | 0% | 0% |  | 2018 | no |  | 57.5699 | Oxidation pond | 94.5879
Clutha District Council | 2020-2021 | Lawrence | 4909610 | 1342577 |  | Secondary | 632.598 | 35929 | 54703% | 50775 |  |  | 117542 | 100% |  |  |  | 13.1579 |  |  |  |  | 0% | 1/21/2046 | Current | 2 |  |  |  | 100% | 0% | 0% | 0% |  | 2014 | no | 3.4 | 1282.8055 | Oxidation pond; BioFiltro worm farm; UV | 1980.0394
Clutha District Council | 2020-2021 | Stirling | 4872402 | 1352360 |  | Secondary | 305.857 | 27100 | 23310 | 24925 |  |  | 29520 | 100% |  |  |  | 4.7619 |  |  |  |  | 0% | 11/25/2045 | Current | 1 |  |  |  | 100% | 0% | 0% | 0% |  | 2020 | no | 1.8 | 241.2055 | Oxidation pond; BioFiltro worm farm; UV | 867.0555
Clutha District Council | 2020-2021 | Heriot | 4915443 | 1309328 |  | Primary | 166.5 | 18369 | 16486% | 16770 |  |  | 21013 | 100% |  |  |  | 2 |  |  |  |  | 0% | 2/28/2049 | Current | 1 |  |  |  | 100% | 0% | 0% | 0% |  | 2018 | no |  | 445.3753 | Oxidation pond | 810.3027
Clutha District Council | 2020-2021 | Tapanui | 4905792 | 1308958 |  | Secondary |  | 0 | 48659 | 82604 |  |  | 88040 | 100% |  |  |  | 11.1111 |  |  |  |  | 0% | 11/25/2045 | Current | 1 |  |  |  | 100% | 0% | 0% | 0% |  | 2020 | no | 5.2 | 100.6137 | Oxidation pond; BioFiltro worm farm; UV | 257.4892
Clutha District Council | 2020-2021 | Kaka Point | 4858671 | 1352186 |  | Secondary | 214.634 | 19327 | 23750% | 23234 |  |  | 26400 |  |  |  | 100% | 4.1667 |  |  |  |  | 0% | 1/26/2046 | Current | 2 |  |  |  | 100% | 0% | 0% | 0% |  | 2020 | no | 2.4 | 322.0329 | Oxidation pond | 472.9393
Dunedin City Council | 2020-2021 | Waikouaiti | 4945693.018 | 1417546.002 |  | Secondary | 166784 | 119234 | 140723% | 7266 | 118625 | 144993 | 118625 | 0% | 100% | 0% | 0% |  | 0% |  |  | 0% | 0% | 2027-12-09 | Current | 2 | [8 empty] | N/A | no | Unspecified | 325 | Oxidation ponds | 1443.1833
Dunedin City Council | 2020-2021 | Warrington | 4934307.731 | 1412751.167 |  | Primary | 27937 | 32411 | 29905% | 57443 | 54020 | 30774 | 54020 | 0% | 100% | 0% | 0% |  | 0% |  |  | 0% | 0% | 2024-01-02 | Current | 2 | [8 empty] | N/A | no | Unspecified | 148 | Oxidation pond | 424.5281
Dunedin City Council | 2020-2021 | Seacliff | 4938793.825 | 1415062.905 |  | Secondary | 4844 | 5742 | 6786% | 155864 | 2555 | 5425.65 | 2555 | 0% | 100% | 0% | 0% |  | 0% |  |  | 0% | 0% | 2041 | Current | 1 | 20 | [5 empty] | 100% |  | N/A | no | Unspecified | 7 | Settling Tanks; Sand Bed Filter | 106.132
Dunedin City Council | 2020-2021 | Middlemarch | 4956618.507 | 1376286.969 |  | Primary | 4113.3 | 14344 | 49105% | 4367581 | 21900 | 34998.9 | 21900 | 100% | 0% | 0% | 0% |  | 0% |  |  | 0% | 0% | 2021-01-08 | Lodged | 1 | [8 empty] | N/A | no | Unspecified | 60 | Oxidation pond; Wetland | 318.3961
Dunedin City Council | 2020-2021 | Tahuna | 4913495.821 | 1408957.463 |  | Tertiary | 11298360 | 11526522 | 11563946 | 32828 | 12775000 | 11251548 | 12775000 | 0% | 0% | 0% | 100% |  | 2.69% | 2.24% |  | 10% | 10% | 04/01/2032 20/06/2032 30/06/2032 | Current | 7 | 6892.083 | 7281.91 | 32% |  | 50% |  | 50% |  | N/A | 1 | 15 | 35000 | Activated sludge (high rate); Nitrifying trickling filters | 87707.5075
Dunedin City Council | 2020-2021 | Green Island | 4912281.81 | 1398925.103 |  | Tertiary | 4041147 | 4362479 | 5490601 | 13131421 | 3540500 | 4150092 | 3540500 | 0% | 0% | 0% | 100% |  | 14.31% | 15.68% |  | 20% | 20% | 2032-06-30 | Current | 4 | 1982.79 | 1821.3 | 25% |  | 100% |  |  |  | N/A | 1 | 6 | 9700 | Aeration tanks; Clarifier; UV | 11674.523
Dunedin City Council | 2020-2021 | Mosgiel | 4916744.19 | 1392780.46 |  | Tertiary | 1708969 | 1792508 | 193370400% | 2038543 | 1533000 | 1444401 | 1533000 | 0% | 0% | 0% | 100% |  | 0.75% | 0.3% |  | 5% | 5% |  |  |  | 320.3 | 246.54 | 22% |  | 100% |  |  |  | N/A | 3 | 6 | 4200 | Clarifier; Filter | 11434.4524
Far North District Council | 2018-2019 | Ahipara | 6108300 | 1614547 |  | Secondary |  |  | 11729 | 63983 |  | 116116 | 76700 | 100% | 0% | 0% | 0% | [5 empty] | 2% | 2033-11-30 | Current |  |  |  |  | 20% | 0% | 0% | 0% |  |  | no | 3.8 | 462.5096 | Oxidation pond; Artificial Wetland | 2100
Far North District Council | 2018-2019 | East Coast/Taipa | 6124297 | 1641899 |  | Secondary |  |  | 37458 | 201551 |  | 168816 | 166500 | 100% | 0% | 0% | 0% | [5 empty] | 5% | [6 empty] | 25% | 0% | 0% | 0% |  |  | no | 3.6 | 51.4795 | Aerated Ponds; Artificial Wetland | 320
Far North District Council | 2018-2019 | Hihi | 6129562 | 1649290 |  | Tertiary |  |  | 209979 | 20550 |  | 18790 | 23900 | 100% | 0% | 0% | 0% | [5 empty] | 2% | 2022-11-30 | Current |  |  |  |  | 0% | 0% | 0% | 100% |  |  | no | 4.2 | 188.5479 | Activated sludge; Wetland | 843.1612
Far North District Council | 2018-2019 | Kaeo | 6115580 | 1669780 |  | Tertiary |  |  | 181905 | 79726 |  | 68820 | 69300 | 100% | 0% | 0% | 0% | [5 empty] | 5% | 2022-10-31 | Current |  |  |  |  | 90% | 0% | 0% | 0% |  |  | yes | 4.2 | 1661.1041 | Oxidation ponds; Wetland | 4502.6916
Far North District Council | 2018-2019 | Kaikohe | 6079466 | 1674525 |  | Secondary |  |  | 276838 | 832938 |  | 606303 | 688200 | 100% | 0% | 0% | 0% | [5 empty] | 10% | 2021-11-30 | Current |  |  |  |  | 0% | 0% | 0% | 0% |  |  | no | 2.5 | 1921.1699 | Anaerobic Ponds; Oxidation pond; Wetland | 6150.0178
Far North District Council | 2018-2019 | Kaitaia | 6114496 | 1620595 |  | Secondary |  |  | 1036768 | 1036768 |  | 701227 | 751000 | 100% | 0% | 0% | 0% | [5 empty] | 40% | 2021-11-30 | Current |  |  |  |  | 0% | 0% | 0% | 0% |  |  | no | 2.4 | 751.326 | Oxidation ponds (3 in series); Artificial Wetland | 1757.1479
Far North District Council | 2018-2019 | Kawakawa | 6085550 | 1697850 |  | Tertiary |  |  | 439528 | 276838 |  | 274234 | 242100 | 100% | 0% | 0% | 0% | [5 empty] | 10% | 2036-04-30 | Current |  |  |  |  | 0% | 0% | 0% | 0% |  |  | no | 1.9 | 533.4082 | Bio-Reactor; Filter; UV; Artificial Wetland | 4832.1569
Far North District Council | 2018-2019 | Kerikeri | 6100507 | 1687261 |  | Tertiary |  |  | 6979 | 209979 |  | 194694 | 150400 | 100% | 0% | 0% | 0% | [5 empty] | 10% | 2036-10-30 | Current |  |  |  |  | 0% | 0% | 0% | 100% |  |  | no | 2.3 | 26.4356 | Primary Settlement; RBC; UV | 230
Far North District Council | 2018-2019 | Paihia | 6097950 | 1693350 |  | Secondary |  |  | 832938 | 439528 |  | 404933 | 409200 | 100% | 0% | 0% | 0% | [5 empty] | 12% | 2034-04-30 | Current |  |  |  |  | 0% | 0% | 0% | 0% |  |  | no | 2.9 | 16.1534 | Anaerobic Ponds; Oxidation ponds; Artificial Wetland | 105.3952
Far North District Council | 2018-2019 | Whatuwhiwhi | 6141700 | 1633600 |  | Tertiary |  |  | 14800 | 39883 |  | 38886 | 43900 | 100% | 0% | 0% | 0% | [5 empty] | 2% | 2025-11-30 | Current |  |  |  |  | 0% | 0% | 0% | 0% |  |  | no | 3.3 | 13000 | Aerated Aquamat Ponds; UV | 31660
Far North District Council | 2018-2019 | Kohukohu | 6082749 | 1648612 |  | Secondary |  |  | 34445 | 11729 |  | 9649 | 10600 | 0% | 0% | 100% | 0% | [5 empty] | 5% | [6 empty] | 0% | 0% | 0% | 0% |  |  | no | 2.3 | 198.7041 | Oxidation pond; Artificial Wetland | 700
Far North District Council | 2018-2019 | Opononi | 6069420 | 1635620 |  | Secondary |  |  | 63983 | 83763 |  | 72527 | 72700 | 0% | 0% | 100% | 0% | [5 empty] | 8% | [6 empty] | 0% | 0% | 0% | 0% |  |  | no | 2.8 | 1109.4055 | Aerated Ponds; Artificial Wetland | 4283.0481
Far North District Council | 2018-2019 | Rangiputa | 6140319 | 1626936 |  | Secondary |  |  | 68317 | 7527 |  | 5896 | 6400 | 0% | 100% | 0% | 0% | [5 empty] | 2% | 2032-11-30 | Current |  |  |  |  | 0% | 0% | 0% | 0% |  |  | no | 1.8 | 123.9562 | Oxidation ponds | 590
Far North District Council | 2018-2019 | Rawene | 6080822 | 1645520 |  | Secondary |  |  | 82548 | 50851 |  | 45244 | 45500 | 0% | 0% | 100% | 0% | [5 empty] | 5% | 2023-10-31 | Current |  |  |  |  | 0% | 0% | 0% | 0% |  |  | no | 3.8 | 232.0027 | Anaerobic Pond; Oxidation ponds; Artificial Wetland | 1800
Far North District Council | 2018-2019 | Russell | 6096527 | 1703384 |  | Tertiary |  |  | 54985 | 94738 |  | 84681 | 94700 | 0% | 100% | 0% | 0% | [5 empty] | 8% | 2024-04-30 | Current |  |  |  |  | 0% | 0% | 0% | 100% |  |  | yes | 2.5 | 106.537 | SBR; Filtration; UV | 500
Gisborne District Council | No NPR data | Gisborne | 5708418.6015 | 2035429.8683 | [12 empty] | 100% | [20 empty] | 140 | Biological trickling filter; Settling tanks | 636.7748 |  | https://www.gdc.govt.nz/services/wastewater/wastewater-treatment-plant
Gisborne District Council | No NPR data | Te Karaka | 5730909.407 | 2025532.4492 | [10 empty] | 100% | [23 empty] | Oxidation pond |  |  | https://www.gdc.govt.nz/services/wastewater/wastewater-treatment-plant
Gore District Council | 2020-2021 | Gore WWTP | 4884959.73 | 1286616.42 |  | Secondary | 2648151 | 2561619 | 2182936 | 1563640 | 1048570.26 | 1095824.3 | 213073.58 | 100% | 0% | 0% | 0% | 23.8% | 14.53% | 12.27% | 10% | 95% | 95% | 2023-12-31 | Lodged | 2 | [8 empty] | 2016 | yes | 11 |  |  |  | Partial desludging in 2016
Gore District Council | 2020-2021 | Mataura WWTP | 4873020.52 | 1279985.14 |  | Secondary | 234413 | 256440 | 256014 | 205952 | 256780 | 904198.25 | 118453.45 | 100% | 0% | 0% | 0% | 1.99% | 0% |  | 5% | 5% | 5% | 2021-05-11 | Lodged | 1 | [8 empty] | 2016 |  | 19.9 |  |  |  | Partial desludging in 2016
Gore District Council | 2020-2021 | Waikaka WWTP | 4906044.45 | 1290734.93 |  | Secondary |  | 4883 | 3662 |  | 2233.61 |  |  | 100% | 0% | 0% | 0% |  | 0% |  | 0% | 0% | 0% | 2027-09-01 | Current | 1 | [8 empty] | 2016 | [5 empty] | Partial desludging in 2016
Grey District Council | 2017-2018 | Blackball | 5307096 | 1469160 |  | Tertiary |  |  |  | 153000 |  | 153000 |  | 100% | [5 empty] | 2% | 2% |  | 2% | 2041-01-23 | Current
Grey District Council | 2017-2018 | Runanga | 5305657 | 1456230 |  | Secondary |  |  |  | 583000 |  | 583000 |  | 100% | [5 empty] | 2% | 2% |  | 2%
Grey District Council | 2017-2018 | Cobden | 5299761 | 1452198 |  | Primary |  |  |  | 82000 |  | 820000 |  |  | 100% |  |  |  |  | 1% | 1% |  | 100% | 2038-05-08 | Current
Grey District Council | 2017-2018 | Greymouth (Preston Rd & Johnson St) | 5298425 | 1451958 |  | Tertiary |  |  |  | 270100 |  | 2701000 |  |  | 100% |  |  |  |  | 20% | 20% |  | 20% |  | Current
Grey District Council | 2017-2018 | Iveagh Bay (Te Kinga) | 5285762.15 | 1474595.17 |  | Tertiary |  |  |  | 37600 |  | 37600 |  |  |  |  | 100% |  |  |  | 0% |  | 0% |  | Current
Grey District Council | 2017-2018 | Karoro/Paroa | 5294990 | 1450451 |  | Tertiary |  |  |  | 972000 |  | 972000 |  |  | 34% |  | 66% |  |  | 1% | 2% |  | 2% | 2028-02-01 | Current
Grey District Council | 2017-2018 | Moana | 5285628 | 1474516 |  | Secondary |  |  |  | 255000 |  | 255000 |  |  | 34% |  | 66% |  |  | 2% | 2% |  | 2% | 2038-03-21 | Current
Hamilton City Council | 2020-2021 | Pukete Wastewater Treatment Plant | 5821681.72 | 1689419.5 |  | Tertiary | 16923324 | 16894195 | 173386.5 | 18787491 | 18748851 | 16395046 | 16294917 | 100% | 0% | 0% | 0% |  | 26.8% | 25.9% | 23% | 0% | 12.65% | 2027-08-18 | Current | 6 | 15849.7 | 13677 | 19.34% | 0% | 0% | 100% | 0% |  | N/A | 2 | 204% | 51366.7151 | Activated sludge; BNR; Anaerobic sludge digester; UV | 141400.9265
Hastings District Council | 2020-2021 | Waipatiki | 5642950.9 | 1942145.59 | Direct information request | Secondary | 1508 | 1154.02 | 1373.8 | 1500 |  |  |  |  | 100% |  |  | 0% | 0% |  | 0% |  |  | 2025-05-31 | Current | 1 |  |  | 0% | 0% | 0% | 0% | 0% |  |  | no | 8.5 | 3.16 | Innoflow textile filter | 44546 | No sludge production in process population and discharge flow figures from HDC contact by direct request
Hastings District Council | 2020-2021 | East Clive | 5610520 | 1938038 | Direct information request | Secondary | 16085700 | 16518034 | 17194560 | 16748420 |  | 14562856 |  | 0% | 0% | 0% | 100% | 40% | 43% | 43% | 47.34% |  | 50% | 2049-05-31 | Current | 9 |  |  | 0% | 0% | 0% | 0% | 0% |  |  | 1 | 0.0268 | 39898.2356 | Biological Trickling Filter | 65993.6076 | No sludge production in process
Hauraki District Council | 2020-2021 | Whiritoa WWTP | 5869338 | 1856968 |  | Secondary | 31379 | 16114.1 |  | 452026 | 42477.2 | 28154 | 33001 | 0% | 100% | 0% | 0% | 0% |  |  | 0% |  |  | 2056-01-10 | Current | 1 |  |  | 5.5% | 0% | 0% | 0% | 0% |  | 2021-2022 | no | 4.53 |  | Facultative Aerated Pond |  | Sludge not measured as it is retained in pond systems | https://www.hauraki-dc.govt.nz/assets/council_documents/921365-Wastewater-AMP.pdf
Hauraki District Council | 2020-2021 | Paeroa WWTP | 5863094 | 1835818 |  | Secondary | 789222 | 340532 |  | 15386532 | 999634 | 765717 | 745315 | 100% | 0% | 0% | 0% | 0% |  |  | 0% |  |  | 2020-06-01 | Lodged | 4 |  |  | 10.5% | 0% | 0% | 0% | 0% |  | 2021-2022 | no | 3.27 | 112.8978 | Aerated lagoons (3); Drip feed to 8 gravel beds; UV | 213.9849 | Sludge not measured as it is retained in pond systems | https://www.hauraki-dc.govt.nz/assets/council_documents/921365-Wastewater-AMP.pdf
Hauraki District Council | 2020-2021 | Waihi WWTP | 5855573 | 1850663 |  | Tertiary | 497846 | 582465 |  | 4049196 | 836870 | 589211 | 535738 | 100% | 0% | 0% | 0% | 0% |  |  | 0% |  |  | 2022-06-01 | Current | 3 |  |  | 4.58% | 0% | 0% | 0% | 0% |  | 2021-2022 | no | 2.39 | 29.5593 | Oxidation pond; BNR; UV | 106.9925 | Sludge not measured as it is retained in pond systems | https://www.hauraki-dc.govt.nz/assets/council_documents/921365-Wastewater-AMP.pdf
Hauraki District Council | 2020-2021 | Kerepehi WWTP | 5868821 | 1824733 |  | Secondary | 54406 | 41000 |  | 334013 | 80364 | 47773 | 42055 | 100% | 0% | 0% | 0% | 32.9% | 33.5% |  | 5% |  |  | 2021-04-30 | Lodged | 2 |  |  | 13.69% | 0% | 0% | 0% | 0% |  | 2021-2022 | no | 5.07 | 430.8854 | Oxidation ponds; Floating wetlands | 991.8202 | Sludge not measured as it is retained in pond systems | https://www.hauraki-dc.govt.nz/assets/council_documents/921365-Wastewater-AMP.pdf
Hauraki District Council | 2020-2021 | Turua WWTP | 5874804 | 1828405 |  | Secondary | 18254 | 29076 |  | 45870 | 41207.709 | 34535 | 37286 | 100% | 0% | 0% | 0% | 0% |  |  | 0% |  |  | 2018-05-01 | Lodged | 3 |  |  | 6.43% | 0% | 0% | 0% | 0% |  | 2021-2022 | no | 15.7 | 2292.7945 | Aerated Oxidation pond | 5179.5053 | Sludge not measured as it is retained in pond systems | https://www.hauraki-dc.govt.nz/assets/council_documents/921365-Wastewater-AMP.pdf
Hauraki District Council | 2020-2021 | Waitakaruru WWTP | 5876746 | 1812574 |  | Tertiary | 4321 | 8688.9 |  | 31382 | 10789.1521 | 8718 | 8640 | 100% | 0% | 0% | 0% | 0% |  |  | 0% |  |  | 2023-11-10 | Current | 1 |  |  |  | 0% | 0% | 0% | 0% |  | 2021-2022 | no | 2.84 | 116.3759 | Trickling Filters; UV | 427.9699 | Sludge not measured as it is retained in pond systems | https://www.hauraki-dc.govt.nz/assets/council_documents/921365-Wastewater-AMP.pdf
Hauraki District Council | 2020-2021 | Ngatea WWTP | 5870233 | 1820875 |  | Secondary |  |  |  | 1277176 | 157273.1583 | 131457 | 113009 | 100% | 0% | 0% | 0% | 0% |  |  | 0% |  |  | 2015-10-31 | Lodged | 3 |  |  | 15.27% | 0% | 0% | 0% | 0% |  | 2021-2022 | no | 1.1 | 2738.7233 | Aerated Oxidation pond; Drip fed onto gravel beds | 4518.2919 | Sludge not measured as it is retained in pond systems | https://www.hauraki-dc.govt.nz/assets/council_documents/921365-Wastewater-AMP.pdf
Horowhenua District Council | 2019-2020 | Foxton WWTP | 5515895.595 | 1791943.825 |  | Primary |  | 567608 | 583665% | 264345 |  | 563771 | 563771 | 100% | 0% | 0% | 0% |  | 0% | 25.57% | 0% |  |  | 4/2/2022 and 1/7/2048 | Current | 2 |  | 4400 | 25% | 0% | 0% | 0% | 0% |  |  |  | 2.8294 | 1544.5781 | Oxidation pond | 1576.0385
Horowhenua District Council | 2019-2020 | Tokomaru WWTP | 5516439.304 | 1811942.716 |  | Primary |  |  |  | 19211 |  | 93854.59 | 93854.59 | 100% | 0% | 0% | 0% |  | 0% |  | 0% |  |  | 2023-06-30 | Current | 4 |  |  |  | 0% | 0% | 0% | 0% |  |  |  |  | 257.1359 | Oxidation pond | 629.1571
Horowhenua District Council | 2019-2020 | Foxton Beach WWTP | 5519464.834 | 1789435.47 |  | Primary |  | 243097 | 249726 | 639255 |  | 232215.65 | 232215.65 | 0% | 100% | 0% | 0% |  | 27.24% |  | 20.92% |  |  | 2038-03-11 | Current | 6 |  |  |  | 0% | 0% | 0% | 100% |  |  |  | 1.9775 | 636.2073 | Oxidation pond | 2836.8692
Horowhenua District Council | 2019-2020 | Levin WWTP Data | 5501036.348 | 1791263.359 |  | Secondary |  | 2667914 | 2578127% | 2423152 |  | 2563643 | 2563643 | 0% | 100% | 0% | 0% |  | 13.79% | 14.12% | 16.37% |  |  | 2034-07-01 | Current | 7 |  | 1009 | 22 | 0% | 100% | 0% | 0% |  |  | yes | 4.9677 | 7023.6795 | Screening; Sedimentation; Biological Filtration; Oxidation | 20278.3615
Horowhenua District Council | 2019-2020 | Shannon WWTP | 5509620.283 | 1803330.614 |  | Primary |  | 217504 | 6616 | 234925.7 |  | 140241.22 | 140241.22 | 0% | 100% | 0% | 0% |  | 0% |  | 0% |  |  | 2048-07-01 | Current | 7 |  |  |  | 0% | 0% | 0% | 0% |  |  |  | 3.7235 | 384.2225 | Oxidation pond | 1572.8927
Horowhenua District Council | 2019-2020 | Waitarere WWTP | 5506974.382 | 1786456.272 |  | Primary |  | 66053 | 63683 | 78440.4 |  | 74258 | 74258 | 0% | 100% | 0% | 0% |  | 0% |  | 0% |  |  | 2044-07-01 | Current | 2 |  |  |  | 0% | 0% | 0% | 0% |  |  |  | 4.2398 | 203.4466 | Oxidation pond | 104.8595
Hurunui District Council | No NPR data | Hanmer Springs | 5290101.5618 | 1584654.287 | [9 empty] | 100% | [23 empty] | 53.6301 | Oxidation pond (Aerated) | 325.5988
Hurunui District Council | No NPR data | Hawarden | 5248216.0717 | 1571725.1969 | [9 empty] | 100% | [23 empty] | 36.5552 | Oxidation ponds | 130
Hurunui District Council | No NPR data | Amberley & District | 5219264.3369 | 1581051.1867 | [10 empty] | 100% | [22 empty] | 119.4071 | Oxidation pond; Aerators | 546.5176
Hurunui District Council | No NPR data | Cheviot | 5259997.0887 | 1621474.0237 | [10 empty] | 100% | [22 empty] | 13.1501 | Oxidation ponds | 108.5329
Hurunui District Council | No NPR data | Greta Valley | 5243175.146 | 1597290.2022 | [10 empty] | 100% | [22 empty] | 229.2493 | Oxidation ponds; Wetlands | 1394.8653
Hurunui District Council | No NPR data | Motunau Beach | 5234210.8148 | 1606149.5534 | [10 empty] | 100% | [22 empty] | 74.2213 | Oxidation pond | 434.1317
Hurunui District Council | No NPR data | Waikari | 5244098.4455 | 1575979.3952 | [10 empty] | 100% | [23 empty] | Oxidation pond
Invercargill City Council | 2020-2021 | Omaui | 4837607.279 | 1236639.918 |  | Secondary | 1752 | 1825 | 3650% | 2000 | 1520 | 1520 | 1520 | 0% | 100% | 0% | 0% | 0% |  | 0% | 0% |  | 20% | 2029-02-26 | Current | 1 | 0 |  | 0 | [6 empty] | no | 1 | 4.1644 | Oxidation pond | 30
Invercargill City Council | 2020-2021 | Clifton Wastewater Treatment Plant | 4845401.427 | 1243376.047 |  | Tertiary | 11480693 | 8878927 | 8715018% | 9918893 | 10786345 | 13824850 | 8606653 | 0% | 0% | 100% | 0% | 12.04% |  | 15% | 15% |  | 20% | 2029-05-30 | Current | 4 | 24800 | 32940 | 2.69% | 100% |  |  |  |  | 2016 | 2 | 3.32 | 25000 | Sedimentation Tank, Trickling Filters; Faculatative Pond | 53814
Invercargill City Council | 2020-2021 | Bluff Wastewater Treatment Plant | 4828789.851 | 1241396.379 |  | Secondary | 337717 | 309582 | 294512% | 297788 | 379323 | 423096 | 455676 | 0% | 0% | 0% | 100% | 17.8% |  | 30% | 40% |  | 20% | 2025-12-31 | Current | 1 | 333 |  | 5.5% | 100% |  |  |  |  | 2021 | 1 | 5.59 | 1800 | Aerated lagoon; Clarification; UV | 2000 | Bluff desludged to Clifton
Kaikoura District Council | 2015-2016 | 'The Oxidation Ponds' | 5309275.5188 | 1656571.7697 |  | Secondary | [5 empty] | 335521 |  | 0% | 100% | 0% | 0% | [5 empty] | 0% | 2031-10-03 | Current |  |  |  |  | 100% | 0% | 0% | 0% |  |  |  |  | 919.2356 | Oxidation pond | 3372.3563
Kaipara District Council | 2020-2021 | Mangawhai | 6003610.5037 | 1742302.4961 |  |  | 234544 |  | 199453% | 200000 |  |  |  | 0% | 100% | 0% | 0% |  |  |  | 5% |  |  | 2042-09-30 | Current | 1 |  |  |  | 0% | 0% | 0% | 0% |  |  | yes |  | 362.6627 | SBR; Sand Filter; Chlorination | 1109.9457
Kaipara District Council | 2020-2021 | Glinks Gully | 6006917.19 | 1677300.2322 |  |  | 2971 |  | 1888% | 1714 |  |  |  | 0% | 100% | 0% | 0% |  |  |  | 0% |  |  | 2024-07-31 | Current | 2 |  |  |  | 0% | 0% | 0% | 0% |  |  |  |  | 54.5562 |  | 189
Kaipara District Council | 2020-2021 | Dargaville WWTP | 6023392 | 1680654 |  | Secondary | 929704 |  | 756160% | 977936 | 851082 | 998874 | 1043211 | 100% | 0% | 0% | 0% |  |  |  | 16.92% |  | 0% | 2022-06-30 | Current | 1 |  |  |  | 0% | 0% | 0% | 0% |  |  |  |  | 2331.7315 | Aerated lagoon | 4994.7555
Kaipara District Council | 2020-2021 | Maungaturoto | 6003122.1511 | 1723318.975 |  |  | 66794 |  | 83715% | 96823 |  |  |  | 100% | 0% | 0% | 0% |  |  |  | 5% |  |  | 2032-09-30 | Current | 1 |  |  |  | 0% | 0% | 0% | 0% |  |  |  |  | 285.6335 | Oxidation ponds, membrane filtration | 887.9565
Kaipara District Council | 2020-2021 | Kaiwaka | 5997373.7328 | 1729375.6121 |  |  | 51080 |  | 37801% | 74740 |  |  |  | 100% | 0% | 0% | 0% |  |  |  | 0% |  |  | 2022-10-31 | Current | 1 |  |  |  | 0% | 0% | 0% | 0% |  |  |  |  | 131.1357 | Aerated lagoon | 428.9645
Kaipara District Council | 2020-2021 | Te Kopuru | 6011916.5433 | 1683787.2111 |  |  | 28640 |  | 36744% | 58024 |  |  |  | 100% | 0% | 0% | 0% |  |  |  | 0% |  |  | 2044-06-30 | Current | 1 |  |  |  | 0% | 0% | 0% | 0% |  |  |  |  | 172.7431 | Aerated lagoon | 554.9728
Kaipara District Council | 2020-2021 | Maungaturoto RV | 6001805.87 | 1719452.46 | Direct information request |  | 510 | [16 empty] | 2025-09-03 | Current | 2 |  |  |  | 0% | 0% | 0% | 0% | [7 empty] | Maungaturoto Railway Village is a small scheme that has no discharge data, only water usage data. Maungaturoto Railway Village is based on 80% of water use =wastewater discharge
Kapiti District Council | 2019-2020 | Paraparaumu | 5470732.48 | 1769872.8 |  | Tertiary |  | 3546864.667 | 3524342% | 3597715 | 3617880 | 3627792 | 3929955 | 100% | 0% | 0% | 0% |  |  | 9% | 1.034% | 3.4% | 3.4% | 2022-03-31 | Current | 1 |  |  |  | 0% | [5 empty] | yes | 1.8 | 2723.104 | BNR; UV | 7304.3807
Kapiti District Council | 2019-2020 | Otaki | 5485482 | 1781452 |  | Tertiary |  | 625348.0954 | 645033 | 670395.0713 | 682550 | 684420 | 967250 | 0% | 100% | 0% | 0% |  |  | 5.64% | 0.5668% | 1.7% | 1.7% | 2036-10-20 | Current |  |  |  |  | 0% | [5 empty] | no | 2.68 | 9912 | Aerated lagoon; Primary Clarifier; Oxidation pond; Anerobic Sludge Digester | 39500
Kawerau District Council | No NPR data | Kawerau | 5779636.2198 | 1925749.7359 | [33 empty] | 8.85 | Settlement pond (primary only) | 43.0336
Mackenzie District Council | 2020-2021 | Twizel | 5094579.554 | 1369429.609 |  | Secondary | 221074 | 404520 | 222038% | 312700 | 346131 | 22446 | 22446 | 0% | 100% |  |  | 8% | 4% | 7% | 3% | 0% | 0% | 2053-04-11 | Current | 1 | 0 |  |  | 0% | 0% | 0% | 0% |  |  | No |  | 948.3041 | Oxidation ponds | 1087.6732
Mackenzie District Council | 2020-2021 | Tekapo | 5123497.314 | 1397918.857 |  | Secondary | 101012 | 208709 | 233599% | 193018 | 109749 | 1265992 | 130561 | 0% | 100% |  |  | 0% | 2% | 2% | 3% | 0% | 0% | 2040-03-18 | Current | 1 | 0 |  |  | 0% | 0% | 0% | 0% |  |  | No |  | 100 | Oxidation ponds with Aeration | 682.9426
Mackenzie District Council | 2020-2021 | Fairlie | 5114340.432 | 1427461.051 |  | Secondary | 84934 | 93631 | 103260% | 164141 | 60084 |  |  | 0% | 100% |  |  | 8% | 4% | 4% | 2% | 0% | 0% | 2038-12-17 | Current | 1 | 0 |  |  | 0% | 0% | 0% | 0% |  |  | no |  | 164.6137 | Oxidation ponds | 777.8316
Mackenzie District Council | 2020-2021 | Burkes Pass | 5115586.963 | 1412360.076 |  | Primary | [7 empty] | 0% | 100% |  |  | 0% |  |  | 0% | 0% | 0% | 2040-06-07 | Current | 1 | 0 |  |  | 0% | 0% | 0% | 0% |  |  | No |  | 8.85 | Oxidation pond | 43.0336
Manawatu District Council | 2019-2020 | Awahuri EDS | 5536050.5529 | 1815532.7589 |  |  |  | 532 | 644 | 500 |  |  |  | 100% | [9 empty] | 2026-07-27 | Current | 1 | [11 empty] | 19.668 | Oxidation pond | 72.8391
Manawatu District Council | 2019-2020 | Cheltenham EDS | 5552788.8147 | 1827346.6212 |  |  |  | 6186 | 6637% |  |  |  |  | 100% | [9 empty] | 2016-07-17 | Lodged | 1 | [11 empty] | 6868 | Septic tank; Aerated lagoon | 16067.4441
Manawatu District Council | 2019-2020 | Fielding | 5541178.8201 | 1816829.6172 |  |  |  |  | 2553636% | 2491128 |  |  |  | 100% | [9 empty] | 2026-11-24 | Current | [12 empty] | 38 | Activated sludge; Trickling Filters; anaerobic digester for sludge | 235.6558
Manawatu District Council | 2019-2020 | Halcombe | 5554428.9753 | 1811754.7109 |  |  |  | 35066 | 23725% | 7508 |  |  |  | 100% | [9 empty] | 2016-06-28 | Lodged | 2 | [11 empty] | 101 | Aerated lagoons (2) | 155.1852
Manawatu District Council | 2019-2020 | Himatangi Beach | 5529291.2541 | 1790723.0288 |  |  |  | 42012 | 54357% | 52486 |  |  |  |  | 100% | [8 empty] | 2025-07-01 | Current | 1 | [11 empty] | 19 | Oxidation pond (Aerated); Floating Wetlands | 192.8093
Manawatu District Council | 2019-2020 | Kimbolton EDS | 5561643.1577 | 1838035.6946 |  |  |  |  | 20440% | [5 empty] | 100% | [8 empty] | 2019-09-01 | lodged | 2 | [11 empty] | 164 | Septic tank; Aerated lagoon with Floating Wetlands; UV | 660.0506
Manawatu District Council | 2019-2020 | Rongotea | 5536697.1385 | 1805142.1119 |  |  |  | 48195 | 49275% | 49289 |  |  |  |  | 100% | [8 empty] | 2017-11-11 | Lodged | 2 | [11 empty] | 171.1015 | Aeration Pond; Maturation Ponds; Wetlands; Sand Filter | 550.0422
Manawatu District Council | 2019-2020 | Sanson | 5545453.4133 | 1805259.254 |  |  |  |  | 49275% | [5 empty] | 100% | [8 empty] | 2017-06-15 | Lodged | 1 | [12 empty] | Oxidation pond; Maturation Pond
Marlborough District Council | 2020-2021 | Blenheim | 5402250 | 1689081 |  | Tertiary | 5762172 | 6363268 | 7040000 |  | 6022986 | 5689250 | 6037465 | 0% | 3.8% | 0% | 96.8% | 10% |  | 10.6% |  | 30% | 16% | 2025-11-29 | Current | 1 | 0 |  | 0 | 0% | 0% | 0% | 0% |  |  | no | 1.09 | 16501.3315 | Oxidation ponds; Aeration Pond | 29590.3758 |  | https://www.marlborough.govt.nz/repository/libraries/id:1w1mps0ir17q9sgxanf9/hierarchy/Documents/Services/Asset%20Management%20Plans/Wastewater_Asset_Management_Plan.pdf
Marlborough District Council | 2020-2021 | Seddon | 5386882.0906 | 1689958.0924 |  | Secondary | 40708 | 51642 | 9500 |  |  | 32120 | 108000 | 100% | 0% | 0% | 0% | 0% | 0% |  |  |  | 0% | 2023-05-24 | Current | 1 | 0 |  | 0 | 0% | 0% | 0% | 0% |  |  | no | 1.17 | 88 | Oxidation pond; Maturation Ponds | 685.4913 |  | https://www.marlborough.govt.nz/repository/libraries/id:1w1mps0ir17q9sgxanf9/hierarchy/Documents/Services/Asset%20Management%20Plans/Wastewater_Asset_Management_Plan.pdf
Marlborough District Council | 2020-2021 | Picton | 5428410 | 1684038 |  | Tertiary | 952416 | 913428 | 915000 |  |  | 837860 | 818000 | 0% | 0% | 100% | 0% | 5% | 5% | 5% |  | 5% | 15% | 2024-06-01 | Current | 1 | 0 |  | 0 | 1% | 0% | 0% | 0% |  |  | no | 1.31 | 2295.5068 | Aeration Basin; UV | 4798.4393 |  | https://www.marlborough.govt.nz/repository/libraries/id:1w1mps0ir17q9sgxanf9/hierarchy/Documents/Services/Asset%20Management%20Plans/Wastewater_Asset_Management_Plan.pdf
Marlborough District Council | 2020-2021 | Havelock | 5428836 | 1665953 |  | Secondary | 113646 | 129558 | 119250 |  |  | 99528 | 117000 | 0% | 0% | 0% | 100% | 20% | 20% | 20% |  |  | 10% | 2024-02-01 | Current | 1 | 0 |  | 0 | 0% | 0% | 0% | 0% |  |  | no | 1.35 | 272.6795 | Faculative Pond; Maturation Pond | 571.2428 |  | https://www.marlborough.govt.nz/repository/libraries/id:1w1mps0ir17q9sgxanf9/hierarchy/Documents/Services/Asset%20Management%20Plans/Wastewater_Asset_Management_Plan.pdf
Masterton District Council | 2020-2021 | Homebush WWTP | 5458720.8423 | 1825522.7831 | Direct information request | Secondary |  | 4750100 | 27056 | 5562 | 3028 |  |  | Yes | Yes | No | No |  | 5% |  | 5% | 5% |  | 2034-12-08 | Current | 1 |  | 0 | 0 | 0% | 0% | 0% | 0% |  | Never | 1 | 3.475 | 13709 | Waste stabilisation ponds | 21000 |  | https://mstn.govt.nz/wp-content/uploads/2021/08/Wastewater-AMP-Final-2021.pdf
Masterton District Council | 2020-2021 | Castlepoint | 5467814.9092 | 1870500.3309 | Direct information request | Secondary | [7 empty] | No | Yes | No | No |  | 0% |  |  |  |  | 2039-09-30 | Current | 1 |  | 0 | 0 | 0% | 0% | 0% | 0% |  | Never | 0 | 22.3 | 14 | Evaporation ponds | 1300 |  | https://mstn.govt.nz/wp-content/uploads/2021/08/Wastewater-AMP-Final-2021.pdf
Masterton District Council | 2020-2021 | Riversdale | 5445444.1663 | 1855314.098 | Direct information request | Secondary | [7 empty] | No | Yes | No | No |  | 0% |  |  |  |  | 2029-04-10 | Current | 1 |  | 0 | 0 | 0% | 0% | 0% | 0% |  | Never | 0 | 4.37 | 61 | Oxidation ponds | 2800 |  | https://mstn.govt.nz/wp-content/uploads/2021/08/Wastewater-AMP-Final-2021.pdf
Masterton District Council | 2020-2021 | Tinui | 5470305.31 | 1859325.7481 | Direct information request | Secondary | [7 empty] | No | Yes | No | No |  | 0% |  |  |  |  | 2030-09-30 | Current | 1 |  | 0 | 0 | 0% | 0% | 0% | 0% |  | Never | 0 | 3.48 | 9 | Evaporation ponds | 100 |  | https://mstn.govt.nz/wp-content/uploads/2021/08/Wastewater-AMP-Final-2021.pdf
Matamata-Piako District Council | No NPR data | Matamata | 5810560 | 1847300 | Direct information request | Primary | [6 empty] | 641000 | 100% | [8 empty] | 0% | 2024-06-08 | [13 empty] | 1756.1644 | Oxidation pond; Floating Curtains; Aquamats; Membrane Filtration | 6375.3565 |  | https://www.mpdc.govt.nz/pdf/News/HaveYourSay/LTP2018/AMP/Wastewater_Activity_Management_Plan_2018_48.pdf
Matamata-Piako District Council | No NPR data | Morrinsville | 5829640 | 1851960 | Direct information request | Primary | [6 empty] | 1529000 | 100% | [8 empty] | 50% | 2024-12-17 | [8 empty] | 100% |  |  |  |  | 4189.0411 | Activated sludge; SBR | 6485.2764 | Sludge is used for bioremediation | https://www.mpdc.govt.nz/pdf/News/HaveYourSay/LTP2018/AMP/Wastewater_Activity_Management_Plan_2018_48.pdf
Matamata-Piako District Council | No NPR data | Tahuna | 5847340 | 1820720 | Direct information request | Primary | [6 empty] | 19500 | 100% | [8 empty] | 0% | 2028-07-31 | [8 empty] | 100% |  |  |  |  | 53.4247 | MBR Package Plant | 216 | Disposed at Morrinsville | https://www.mpdc.govt.nz/pdf/News/HaveYourSay/LTP2018/AMP/Wastewater_Activity_Management_Plan_2018_48.pdf
Matamata-Piako District Council | No NPR data | Te Aroha | 5843995 | 1837850 | Direct information request | Primary | [6 empty] | 693000 | 100% | [8 empty] | 5% | [9 empty] | 100% |  |  |  |  | 1791 | MBR | 4286.8776 | Sludge is used for bioremediation | https://www.mpdc.govt.nz/pdf/News/HaveYourSay/LTP2018/AMP/Wastewater_Activity_Management_Plan_2018_48.pdf
Matamata-Piako District Council | No NPR data | Waihou | 5838000 | 1835445 | Direct information request | Primary | [6 empty] | 9000 | 100% | [8 empty] | 0% | 2026-07-01 | [13 empty] | 70 | Anearobic Pond; Oxidation pond; Tricking Filter; UV | 425.6338 |  | https://www.mpdc.govt.nz/pdf/News/HaveYourSay/LTP2018/AMP/Wastewater_Activity_Management_Plan_2018_48.pdf
Napier City Council | 2020-2021 | Napier City Council WWTP | 5615539.35 | 1936684.35 |  | Secondary | 9208503 | 8637516 | 9821660 | 9668976 | 7300335 |  |  | 0% | 0% | 0% | 100% | 20.15% | 20% |  | 5% | 5% |  | 2037-12-06 | Current | 3 | 279.98 |  | N/A | 0% | 100% | 0% | 0% | No drying process currently | N/A | 1 | 4.5 | 20000.9178 | Biological trickling filter | 966
Nelson City Council | 2018-2019 | Bells Island | 5428297.77 | 1614708.03 | Direct information request | Tertiary | [6 empty] | 5804595 | 0% | 0% |  | 100% | [5 empty] | 22% | 2018-06-01 | [5 empty] | 0% | 100% | 0%
Nelson City Council | 2018-2019 | Nelson Wastewater Treatment Plant | 5438621.13 | 1627530.94 | Direct information request | Secondary |  |  | 2670290 | 3281576 |  | 2400000 | 2920000 | 0% | 0% | 0% | 100% |  |  | 20% |  |  | 10% | 2024-12-01 | Current |  |  |  |  | 0% | 100% | 0% | 0% |  |  | yes |  | 6575.3425 | Oxidation pond | 29892.5107
New Plymouth District Council | 2020-2021 | New Plymouth Wastewater Treatment Plant | 5678261.972 | 1697041.839 | Given different coordinates | Tertiary | 10898800 | 8263351 | 7934251 | 10764686 | 10084355 | 9228862 | 9323669 | 0% | 0% | 0% | 100% | 0% | 18.29% | 19.88% | 20.13% | 13.6% | 11.45% | 2041 | Current | 5 | 1870 | 1600 | 0.91% | 0% | 2.6% | 97.4% | 0% |  | N/A | 1 | 3.8 | 20533.8809 | Activated sludge aeration; Clarifiers | 52312.0296
Opotiki District Council | 2017-2018 | Opotiki | 5786128.6465 | 1975619.4988 | [5 empty] | 160000 |  |  |  | 0% | 100% | 0% | 0% | [6 empty] | 2025-07-01 | Current | [6 empty] | 100% |  |  |  | yes | 10 | 1499.3408 | Imhoff tank | 4181.905
Opotiki District Council | 2017-2018 | Waihau Bay | 5825158.2863 | 2033083.4063 | [5 empty] | 160000 |  |  |  | 0% | 100% | 0% | 0% | [6 empty] | 2030-07-01 | Current | [6 empty] | 100% |  |  |  |  | 2 | 38.0616 |  | 135
Otorohanga District Council | 2017-2018 | Otorohanga Wastewater Treatment Plant | 5771535.523 | 1793657.804 | manually taken off google earth street view, at centre of town |  |  |  |  | 403903 | 284955 |  |  | 90% | 0% | 0% | 0% |  |  |  | 10% | 10% |  |  | Current |  |  |  |  | 100% | [5 empty] | no |  | 780.6986 | Constructed wetlands | 2885.5241
Palmerston North City | 2020-2021 | Totara Road WWTP | 5526178.54 | 1819043.45 | Given different coordinates | Tertiary | 10726525 | 9791613 | 10187302 | 11019663 | 12762357 | 11145052 | 10816767 | 100% | 0% | 0% | 0% | 19% | 19% |  |  |  | 29% | 16/05/2028 | Current | 4 | 48318 | 35585 | 0 | 0% | 0% | 0% | 0% |  | 2014 | 2 |  | 34965.3616 | Aerated lagoon; UV; Constructed wetlands; anaerobic digester for sludge | 82817.0248
Queenstown Lakes District Council | 2020-2021 | Wanaka (Project Pure) | 5041888.884 | 1302246.989 | 2007 WW treatment plant data collection | Tertiary | 1385643 | 1386083 | 1348773 | 1236143 | 1136610 | 1024201 |  |  | 100% | [8 empty] | 2041-09-30 | Current | 4 | 1730 |  | 20% | [7 empty] | 2.37 | 3126 | SBR; UV | 4271.9321
Queenstown Lakes District Council | 2020-2021 | Cardrona | 5022077 | 1284394 |  | Secondary | 5520 | 5095 | 5107 | 4337 | 3665 |  |  |  | 100% | [8 empty] | 2023-07-01 | Current | 1 |  |  | N/A | [8 empty] | 13 | Fixed Activated Sludge Treatement | 52
Queenstown Lakes District Council | 2020-2021 | Hawea | 5051849.026 | 1303182.033 | 2007 WW treatment plant data collection | Secondary | 99786 | 98276 | 93670 | 79926 | 92381.5 | 134886 |  | 75.44% | 24.56% | [8 empty] | 2022-11-12 | Current | 2 |  |  | N/A | [7 empty] | 1.95 | 270 | Pond system | 1473.08
Queenstown Lakes District Council | 2020-2021 | Queenstown WWTP (Project Shotover) | 5007382.668 | 1265580.488 | 2007 WW treatment plant data collection | Tertiary | 3225035 | 3660227 | 3827595 | 3599511 | 3405085 | 3593770 |  | 100% | [9 empty] | 2044-03-18 | Current | 2 | 2068 |  | 20% | [7 empty] | 2.01 | 9500 | MLE plant and pond system with UV | 15175
Queenstown Lakes District Council | 2020-2021 | Glendhu Bay campground |  |  |  |  | 10205 | 29 | [15 empty] | 2045-10-30 | Current | 2 |  |  | N/A
Queenstown Lakes District Council | 2020-2021 | Albert Town campground |  |  |  |  | 208 | 514 | 393 | 811 | [13 empty] | 2022-12-01 | Current | 1 |  |  | N/A | [8 empty] | 102.5804
Queenstown Lakes District Council | 2019-2020 | Luggate WWTP | [5 empty] | 4820 | 24925 | 17123 | [13 empty] | 2021-06-30 | Current | 2 | [11 empty] | 9500 |  | 15175
Rangitikei District Council | 2019-2020 | Bulls | 5548777 | 1802344 |  | Secondary |  | 180299 |  | 404541 | 189800 |  |  | 100% | 0% | 0% | 0% |  | 0% |  | 40454100% |  |  | 2006-10-07 | Lodged | 1 | [9 empty] | no |  | 520 | Oxidation pond | 1948.0481 |  | https://www.rangitikei.govt.nz/files/general/LTP-2015-2025-Asset-Management-Plan/Asset-Management-Plan-RDC-3-Waters-2015-03-27.pdf
Rangitikei District Council | 2019-2020 | Hunterville | 5574973 | 1819451 |  | Tertiary |  | 76648 |  | 36478 | 69715 |  |  | 100% | 0% | 0% | 0% |  | 0% |  | 3647800% |  |  | 2037-07-01 | Current | 1 | [9 empty] | no |  | 191 | Oxidation pond | 512.6442 |  | https://www.rangitikei.govt.nz/files/general/LTP-2015-2025-Asset-Management-Plan/Asset-Management-Plan-RDC-3-Waters-2015-03-27.pdf
Rangitikei District Council | 2019-2020 | Mangaweka | 5589466 | 1838732 |  | Tertiary |  | 21238 |  | 10084 | Unavailable |  |  | 100% | 0% | 0% | 0% |  | 0% |  | 1008400% |  |  | 2024-03-19 | Current | 1 | [9 empty] | no |  | 42.6037 | Septic Tank; Bio Tube Filter; Recirculating Textile Packed Bed Reactor; UV; Rock Filter | 210.5315 |  | https://www.rangitikei.govt.nz/files/general/LTP-2015-2025-Asset-Management-Plan/Asset-Management-Plan-RDC-3-Waters-2015-03-27.pdf
Rangitikei District Council | 2019-2020 | Marton | 5557937 | 1803681 |  | Secondary |  | 536374 |  | 684131 | 799715 |  |  | 100% | 0% | 0% | 0% |  | 0% |  | 68413100% |  |  | 2019-03-31 |  | 1 | [9 empty] | no |  | 2191 | Anaerobic and Facultative Ponds; Aeration Lagoon; Secondary Settling Pond; UV | 5254.8666 |  | https://www.rangitikei.govt.nz/files/general/LTP-2015-2025-Asset-Management-Plan/Asset-Management-Plan-RDC-3-Waters-2015-03-27.pdf
Rangitikei District Council | 2019-2020 | Rātana | 5565485 | 1784969 |  | Secondary |  | 47719 |  | 48770 | Unavailable |  |  | 100% | 0% | 0% | 0% |  | 0% |  | 4877000% |  |  | 2018-07-31 |  | 1 | [9 empty] | no |  | 110.6509 | Aerators; Tricking Filters; UV | 366 |  | https://www.rangitikei.govt.nz/files/general/LTP-2015-2025-Asset-Management-Plan/Asset-Management-Plan-RDC-3-Waters-2015-03-27.pdf
Rangitikei District Council | 2019-2020 | Taihape | 5603944 | 1840990 |  | Secondary |  | 413917 |  | 442553 | 494575 |  |  | 100% | 0% | 0% | 0% |  | 0% |  | 44255300% |  |  | 2027-07-01 | Current | 3 | [9 empty] | no |  | 1355 | Oxidation pond; Rock Filter; Alum Dosing; Submerged mebrane filter | 2200 |  | https://www.rangitikei.govt.nz/files/general/LTP-2015-2025-Asset-Management-Plan/Asset-Management-Plan-RDC-3-Waters-2015-03-27.pdf
Rangitikei District Council | 2019-2020 | Koitiata | 5561632 | 1782767 |  | Secondary |  | 765 |  | 1132 | 1131.5 |  |  | 0% | 100% | 0% | 0% |  | 0% |  | 113200% |  |  | 2024-07-01 | Current | 1 | [9 empty] | no |  | 3.1 | Oxidation pond | 100 |  | https://www.rangitikei.govt.nz/files/general/LTP-2015-2025-Asset-Management-Plan/Asset-Management-Plan-RDC-3-Waters-2015-03-27.pdf
Rotorua District Council | 2020-2021 | Rotorua Wastewater Treatment Plant | 5773033.3 | 1886086.4 | WWTP Inventory 2012 data | Secondary | 6444548 | 6637160 | 7356070 | 7823269 | 7848945 | 6570000 | 68000000 | 0.7% | 99.3% | 0% | 0% |  | 5.5% | 6.1% | 5.8% | 4.1% | 5.5% | 2021-07-31 | Current | 1 | 10626.6 | 9772 | 16.25% | 0% | 0% | 100% | 0% |  |  | 2 | 1.92 | 21503.9589 | Activated sludge; BNR | 60000
Rotorua District Council | 2020-2021 | Rotoiti East Rotoma WWTP |  |  |  |  | 18262 | [16 empty] | 2052-07-31 | Current | 4 | 62.4 |  | 16% | 0% | 0% | 100% | 0% |  |  | 1 | 2.91
Ruapehu District Council | 2018-2019 | Hikumutu | 5692422 | 1795568 |  | Tertiary |  |  | 714701 |  |  | 611841 | 692769 | 100% | 0% | 0% | 0% | [5 empty] | 0% | 2023-06-18 | current |  |  |  |  | 0% | 0% | 0% | [5 empty] | 1676.2767 | Oxidation ponds; Wetland; UV | 5861.8204 |  | https://www.ruapehudc.govt.nz/repository/libraries/id:2dyphjrmg1cxby65trfv/hierarchy/sitecollectiondocuments/amps/wastewater-amps/AMP%20-%20Wastewater%20Part%203%20and%204.pdf
Ruapehu District Council | 2018-2019 | National Park | 5662291 | 1806913 |  | Secondary |  |  | 161308 |  |  | 149061 | 165757 | 100% | 0% | 0% | 0% | [5 empty] | 0% | [6 empty] | 0% | 0% | 0% | [5 empty] | 408.3863 | Oxidation pond; Wetlands; Tephra filter | 250.0599 |  | https://www.ruapehudc.govt.nz/repository/libraries/id:2dyphjrmg1cxby65trfv/hierarchy/sitecollectiondocuments/amps/wastewater-amps/AMP%20-%20Wastewater%20Part%203%20and%204.pdf
Ruapehu District Council | 2018-2019 | Ohakune | 5635162 | 1805270 |  | Tertiary |  |  | 254555 |  |  | 279098 | 291825 | 100% | 0% | 0% | 0% |  |  | 1% |  |  | 0% | [6 empty] | 0% | 0% | 0% | [5 empty] | 764.6521 | Oxidation pond; Stone media lagoon; UV | 1347.1976 |  | https://www.ruapehudc.govt.nz/repository/libraries/id:2dyphjrmg1cxby65trfv/hierarchy/sitecollectiondocuments/amps/wastewater-amps/AMP%20-%20Wastewater%20Part%203%20and%204.pdf
Ruapehu District Council | 2018-2019 | Raetihi | 5632525 | 1796128 |  | Secondary |  |  | 291296 |  |  | 419863 | 244066 | 100% | 0% | 0% | 0% | [5 empty] | 0% | [6 empty] | 0% | 0% | 0% | [5 empty] | 1150.3096 | Aerated lagoon | 1112.7665 |  | https://www.ruapehudc.govt.nz/repository/libraries/id:2dyphjrmg1cxby65trfv/hierarchy/sitecollectiondocuments/amps/wastewater-amps/AMP%20-%20Wastewater%20Part%203%20and%204.pdf
Ruapehu District Council | 2018-2019 | Rangataua | 5632788 | 1811252 |  | Secondary |  |  | 16082 |  |  | 22583 | 10216 | 100% | 0% | 0% | 0% | [5 empty] | 0% | [6 empty] | 0% | 0% | 0% | [5 empty] | 61.8712 | Oxidation pond | 57.3054 |  | https://www.ruapehudc.govt.nz/repository/libraries/id:2dyphjrmg1cxby65trfv/hierarchy/sitecollectiondocuments/amps/wastewater-amps/AMP%20-%20Wastewater%20Part%203%20and%204.pdf
Ruapehu District Council | 2018-2019 | Pipiriki | 5627982 | 1775841 |  | Tertiary |  |  | 2308 |  |  | 1463 | 2070 | 0% | 100% | 0% | 0% | [5 empty] | 0% | 2035-07-01 | Current |  |  |  |  | 0% | 0% | 0% | [5 empty] | 4.0082 | Sand Filters | 56 |  | https://www.ruapehudc.govt.nz/repository/libraries/id:2dyphjrmg1cxby65trfv/hierarchy/sitecollectiondocuments/amps/wastewater-amps/AMP%20-%20Wastewater%20Part%203%20and%204.pdf
Selwyn District Council | 2020-2021 | ESSS (STP) Pines | 5170317.53 | 1546418.63 |  | Tertiary | 2433831 |  | 2577112.7 | 2396481.3 | 2083049.8 | 1859946.3 | 851941.3 | 0% | 100% | 0% | 0% | [6 empty] | 2038-12-20 | Current | 5 | 3650 |  | 15.5 | 0% | 10% | 90% | 0% |  | 2021 | 4 |  | 6550 | Active sludge; BNR; Clarifiers; UV | 30000 | sludge used for land remediation at Stockton Mine | https://www.selwyn.govt.nz/__data/assets/pdf_file/0003/280218/AcMP-Volume-3-Wastewater.pdf
Selwyn District Council | 2020-2021 | Ellesmere (STP) Leeston | 5154188.96 | 1544186.62 |  | Secondary | 262518 |  | 446718.3 | 606194.6 | 244897.1 | 294177.7 | 406449.2 | 0% | 100% | 0% | 0% | [6 empty] | 2029-07-28 | Current | 10 |  |  |  | 0% | 0% | 0% | 0% |  |  | 1 |  | 1195 | Multi-stage Maturation Ponds | 3304 |  | https://www.selwyn.govt.nz/__data/assets/pdf_file/0003/280218/AcMP-Volume-3-Wastewater.pdf
Selwyn District Council | 2020-2021 | Castle Hill (STP) | 5215148.12 | 1496922.84 |  | Primary | 23719 |  | 23969.8 | 34315 | 20472.7 | 27871.9 | 24600.7 | 0% | 100% | 0% | 0% | 0% | [5 empty] | 2035-01-26 | Current | 1 | [8 empty] | 2021 | 0 |  | 56.0896 | Oxidation pond | 294 |  | https://www.selwyn.govt.nz/__data/assets/pdf_file/0003/280218/AcMP-Volume-3-Wastewater.pdf
Selwyn District Council | 2020-2021 | Claremont (STP) Avonie Pl | 5176978.52 | 1556782.47 |  | Tertiary | 11291 |  | 10449.7 | 10312.2 | 10780.7 | 11008.2 | 11009.9 | 0% | 100% | 0% | 0% | 0% | [5 empty] | 2035-02-09 | Current | 1 |  |  |  | 0% | 0% | 0% | Tankered removal to Bromley (Christchurch) |  | 2021 | 0 |  | 29.5362 | Microfast secondary aerated package plant | 143 | sludge goes to Pines WWTP | https://www.selwyn.govt.nz/__data/assets/pdf_file/0003/280218/AcMP-Volume-3-Wastewater.pdf
Selwyn District Council | 2020-2021 | Lake Coleridge (STP) | 5197574.64 | 1480674.5 |  | Tertiary | 7467 |  | 6330.3 | 8595.9 | 8335.1 | 7284.3 | 6472.7 | 0% | 100% | 0% | 0% | 0% | [5 empty] | 2027-07-09 | Current | 2 |  |  |  | 0% | 0% | 0% | 0% |  | 2020 | 0 |  | 22.8359 | Imhoff Tank; Wetland; UV | 124 | sludge goes to Pines WWTP | https://www.selwyn.govt.nz/__data/assets/pdf_file/0003/280218/AcMP-Volume-3-Wastewater.pdf
Selwyn District Council | 2020-2021 | Arthurs Pass (STP) Sunshine Tce | 5243698.44 | 1483137.12 |  | Primary | 5638 |  | 992.5 | 827.4 | 573.3 | 8078.9 | 2011.1 | 0% | 100% | 0% | 0% | 0% | [5 empty] | 2027-10-30 | Current | 1 |  |  |  | 0% | 0% | 0% | Tankered removal to Bromley (Christchurch) |  | 2021 | 0 |  | 1.5707 | Septic Tanks | 25 | sludge goes to Bromley STP Chch | https://www.selwyn.govt.nz/__data/assets/pdf_file/0003/280218/AcMP-Volume-3-Wastewater.pdf
Selwyn District Council | 2020-2021 | Upper Selwyn Huts (STP) | 5158952.75 | 1554752.13 |  | Primary | 9017 |  | 8736 |  |  |  |  | 0% | 100% | 0% | 0% | 0% | [5 empty] | Expired - operating under continuing use rights. Consent application underway. | Lodged | 1 |  |  |  | 0% | 0% | 0% | 0% |  | None | 0 |  | 45.6497 | Septic Tank; Oxidation pond | 160 |  | https://www.selwyn.govt.nz/__data/assets/pdf_file/0003/280218/AcMP-Volume-3-Wastewater.pdf
Selwyn District Council | 2020-2021 | Arthur's Pass Public Toilets |  |  |  |  | No data | [10 empty] | 0% | [7 empty] | 1 |  |  |  | 0% | 0% | 0% | 0% |  | 2021 | 0 | [5 empty] | https://www.selwyn.govt.nz/__data/assets/pdf_file/0003/280218/AcMP-Volume-3-Wastewater.pdf
South Taranaki District Council | 2017-2018 | Kaponga | 5634297 | 1698714 | WWTP Inventory 2012 data | Primary |  |  |  | 432100 | 57329 | 658697 | 3615977 | 100% | [6 empty] | 5% | 0% | 1% | 2029-06-01 | Current | [10 empty] | no | 5.67 | 157.0658 | Oxidation pond | 419.7975
South Taranaki District Council | 2017-2018 | Manaia | 5618649.5 | 1696200.5 | WWTP Inventory 2012 data | Secondary |  |  |  | 458929 | 408726.0627 | 226775 | 132768 | 100% | [6 empty] | 22% | 22% | 30% | 2029-05-26 | Current | [10 empty] | no | 15 | 1119.7974 | Oxidation pond | 1154.4431
South Taranaki District Council | 2017-2018 | Patea | 5597327 | 1727197.5 | WWTP Inventory 2012 data | Primary |  |  |  | 224902 | 232230.7954 | 189267 | 205209 | 100% | [6 empty] | 5% | 0% | 1% | 2028-02-11 | Current | [10 empty] | no | 8.56 | 636.2488 | Maturation ponds; Oxidation pond | 1404.6424
South Taranaki District Council | 2017-2018 | Waverley | 5596482.3 | 1739077.6 | WWTP Inventory 2012 data | Primary |  |  |  | 72244 | 85724.0674 | 82463 | 30953 | 100% | [6 empty] | 5% | 0% | 5% | 2022-06-01 | Current | 2 |  |  | 2 | [6 empty] | no | 25.5 | 234.8605 | Oxidation ponds | 1003.316
South Taranaki District Council | 2017-2018 | Opunake | 5633512.5 | 1671778 | WWTP Inventory 2012 data | Secondary |  |  |  | 281859 | 286179.1609 | 236793 | 137439 | 20% | 80% | [5 empty] | 5% | 0% | 3% | [12 empty] | no | 14.13 | 784.0525 | Oxidation pond | 1605.3056
South Taranaki District Council | 2017-2018 | Eltham | 5633606.4 | 1712529.9 | WWTP Inventory 2012 data | Primary |  |  |  | 530162 | 524610.4513 | 491948 | 508017 |  |  |  | 100% |  |  |  | 62% | 62% | 80% | 2027-06-01 | Current | [10 empty] | yes | 7.1 | 1437.2889 | Oxidation pond | 2006.632
South Taranaki District Council | 2017-2018 | Hawera | 5614496.7 | 1708920.8 | WWTP Inventory 2012 data | Tertiary |  |  |  | 2004831 | 3024155.1607 | 2007567 | 2676045 |  |  |  | 100% |  |  |  | 62% | 62% | 50% | [12 empty] | yes | 3.88 | 8285.3566 | Oxidation pond | 9970.1905
South Taranaki District Council | 2017-2018 | Wai-inu | 5585827.36 | 1749210.91 | Imagery manually checked and updated | Primary |  |  |  | 30000 | 12775 | 12775 | 12775 |  | 100% | [5 empty] | 5% | 25% | 0% | 414530 | Current | [10 empty] | no |  | 35 |  | 209.8987
South Waikato District Council | 2019-2020 | Putāruru | 5786539 | 1844363 |  | Secondary |  |  |  |  | 414354 | 404275 | 12336 | 100% | [8 empty] | 2% | 31/04/2055 | Current | 1 | [10 empty] | 2.03 | 1107.6027 | Trickling filters; Anaerobic digestion; Tertiary filtration | 4099.1317
South Waikato District Council | 2019-2020 | Tīrau | 5793828 | 1842043 |  | Secondary |  |  |  |  | 90764 | 86955 | 2748 | 100% | [8 empty] | 2% | 2055-08-10 | Current | 1 | [10 empty] | 1.73 | 238.2329 | Activated slude; MBR | 717.3481
South Waikato District Council | 2019-2020 | Tokoroa | 5766953 | 1850419 |  | Tertiary |  |  |  |  | 1192958 | 841061 | 36960 | 100% | [8 empty] | 2% | 2011-12-31 | Lodged | 1 | [10 empty] | 1.7 | 2304.2767 | Trickling filters; Submerged biofilm; Tertiary filtration; UV; Anaerobic digestion | 16396.5269
South Waikato District Council | 2019-2020 | Arapuni | 5783446 | 1832280 |  | Primary |  |  |  |  | 13353 | 18495 | 768 |  | 100% | [10 empty] | 1 | [10 empty] | 2.08 | 50.6712 | Imhoff tank | 316.6168
South Wairarapa District Council | 2020-2021 | Lake Ferry WWTP | 5415582.07 | 1779476.86 |  | Tertiary | 7387 |  |  | 7612 |  | 6044.82 | 5200 | 0% | 100% | [5 empty] | 0% |  | 0% | 2025-09-30 | Current | 3 | 13 |  | 5% | 0 | 0 | 0 | 0% |  | n/a |  |  | 25 | Private Septic Tanks; Textile Packed Bed Reator; UV | 135 |  | https://swdc.govt.nz/project/wastewater-treatment/
South Wairarapa District Council | 2020-2021 | Featherston WWTP | 5443481.66 | 1795044.02 |  | Tertiary | 405065 |  |  | 937124.712 |  | 628898.9466 | 960000 | 100% | [6 empty] | 2% |  | 5% | 2012-08-25 | Lodged | 3 | 252 |  | 3% | 0 | 0 | 0 | 0 |  | never |  | 4.129 | 2482 | Oxidation ponds; UV | 2735.0299 |  | https://swdc.govt.nz/project/wastewater-treatment/
South Wairarapa District Council | 2020-2021 | Greytown WWTP | 5446831.29 | 1809232.33 |  | Tertiary | 354100 |  |  | 226203 |  | 279955 | 405200 | 100% | [6 empty] | 3% |  | 5% | 2051-04-15 | Current | 4 | 170 |  | 3% | 0 | 0 | 0 | 0 |  | never |  | 7.7632 | 685 | Oxidation ponds | 2438 |  | https://swdc.govt.nz/project/wastewater-treatment/
South Wairarapa District Council | 2020-2021 | Martinborough WWTP | 5434930.96 | 1804580.73 |  | Tertiary | 241800 |  |  | 98891 |  | 138061.833 | 185000 | 100% | [6 empty] | 0% |  | 5% | 2051-04-15 | Current | 4 | 166 |  | 3% | 0 | 0 | 0 | 0 |  | never |  | 4.12 | 262 | Oxidation ponds; UV | 1641.018 |  | https://swdc.govt.nz/project/wastewater-treatment/
Southland District Council | 2019-2020 | Balfour | 4914249.6 | 1257531.2 | Direct information request | Secondary |  | 51830 |  |  |  |  | 66430 | 100% | 0% | [7 empty] | 0% | 2024-02-02 | Current | 1 | [11 empty] | 182 | Imhoff tank, Trickling filter | 145
Southland District Council | 2019-2020 | Edendale Wyndham | 4862389.2 | 1278003.6 | Direct information request | Primary |  | 113150 |  |  |  |  | 106945 | 100% | 0% | [7 empty] | 0% | 2023-12-10 | Current | 1 | [11 empty] | 293 | BioFiltro worm farm; UV | 1162
Southland District Council | 2019-2020 | Gorge Road | 4844779.94 | 1269655.49 | Direct information request | Secondary |  | 2555 |  |  |  |  | 8030 | 100% | 0% | [7 empty] | 0% | 2029-12-06 | Current | 1 | [11 empty] | 22 | Oxidation pond | 218
Southland District Council | 2019-2020 | Manapouri | 4939634.4 | 1180566.8 | Direct information request | Secondary |  | 31755 |  |  |  |  | 22995 | 100% | 0% | [7 empty] | 0% | 2024-09-06 | Current | 1 | [11 empty] | 63 | Oxidation pond | 635.7587
Southland District Council | 2019-2020 | Nightcaps | 4896484.6 | 1214889.6 | Direct information request | Secondary |  | 62050 |  |  |  |  | 47085 | 100% | 0% | [7 empty] | 0% | 2027-07-01 | Current | 1 | [11 empty] | 129 | Oxidation pond | 299
Southland District Council | 2019-2020 | Ohai | 4900286.1 | 1208104.1 | Direct information request | Secondary |  | 73000 |  |  |  |  | 79570 | 100% | 0% | [7 empty] | 0% | 2030-07-31 | Current | 1 | [11 empty] | 218 | Imhoff Tanks; Trickling Filter; UV | 307
Southland District Council | 2019-2020 | Te Anau | 4958652.3 | 1188138.2 | Direct information request | Tertiary |  | 338720 |  |  |  |  | 416100 | 100% | 0% | [7 empty] | 0% | 2020-11-30 | Current | 2 | [11 empty] | 1140 | Oxidation ponds; Wetland | 2938
Southland District Council | 2019-2020 | Tokanui | 4835237 | 1288728.3 | Direct information request | Secondary |  | 9855 |  |  |  |  | 5840 | 100% | 0% | [7 empty] | 0% | 2034-07-05 | Current | 2 | [11 empty] | 16 | Oxidation ponds | 147
Southland District Council | 2019-2020 | Tuatapere | 4877042.44 | 1188713.1 | Direct information request | Secondary |  | 59495 |  |  |  |  | 56940 | 100% | 0% | [7 empty] | 0% | 2031-11-20 | Current | 1 | [11 empty] | 156 | Oxidation pond; Maturation Pond; Wetland | 570
Southland District Council | 2019-2020 | Wallacetown | 4856383.24 | 1237976.92 | Direct information request | Tertiary | [6 empty] | 8296450 | 100% | 0% | [7 empty] | 0% | 2016-08-07 | Current | 4 | [11 empty] | 22730 |  | 720
Southland District Council | 2019-2020 | Winton | 4877192.6 | 1239350.4 | Direct information request | Tertiary |  | 268275 |  |  |  |  | 354050 | 100% | 0% | [7 empty] | 0% | 2023-12-08 | Current | 1 | [11 empty] | 970 | Oxidation pond; Aerators; Wetlands | 2430
Southland District Council | 2019-2020 | Lumsden | 4923675 | 1245344.9 | Direct information request | Secondary |  | 87600 |  |  |  |  | 51830 | 0% | 100% | [7 empty] | 0% | 2031-11-20 | Current | [12 empty] | 142 | Oxidation pond | 465
Southland District Council | 2019-2020 | Oban | 4795382.9 | 1227656.8 | Direct information request | Tertiary |  | 60225 |  |  |  |  | 21900 | 0% | 100% | [7 empty] | 0% | 2024-11-02 | Current | 1 | [11 empty] | 60 | Oxidation pond | 434
Southland District Council | 2019-2020 | Riverton(Rocks) | 4851492.9 | 1217302 | Direct information request | Secondary |  | 216080 |  |  |  |  | 127750 | 0% | 0% |  | 100% | [5 empty] | 0% | 2040-12-01 | Current | 1 | [11 empty] | 229 | Oxidation pond | 770
Southland District Council | 2019-2020 | Riverton(Townside) | 4855647.71 | 1217587.35 | Direct information request | Secondary |  | 85775 |  |  |  |  | 83585 | 0% | 100% | [7 empty] | 0% | 2039-08-09 | Current | 1 | [11 empty] | 350 | Oxidation pond | 770
Southland District Council | 2019-2020 | Browns | 4879257.9 | 1246677.5 | Direct information request | Secondary |  | 1970 |  |  |  |  | 3650 |  |  |  | 100% | [5 empty] | 0% | 2033-02-21 | Current | 1 | [11 empty] | 10 | Activated sludge; Trickling Filiter | 145
Southland District Council | 2019-2020 | Otautau | 4877607.1 | 1215070.3 | Direct information request | Secondary |  | 61320 |  |  |  |  | 73000 |  | 100% | [7 empty] | 0% | 2032-01-16 | Current | 1 | [11 empty] | 200 | Oxidation pond | 892
Southland District Council | 2019-2020 | Riversdale | 4907958.8 | 1271023.7 | Direct information request | Tertiary |  | 66430 |  |  |  |  | 74095 |  |  |  | 100% | [5 empty] | 0% | 2021-10-05 | Current | 2 | [11 empty] | 203 | Oxidation pond | 505
Stratford District Council | 2020-2021 | Stratford Wastewater Treatment Plant | 5644385 | 1712462 |  | Secondary | 872275 | 1601960 | 1751272 |  |  | 3198524 |  | 100% | 0% | 0% | 0% | 0.5% | 0.5% |  |  | 5% | 0.88% | 2034-06-01 | Current | 1 |  |  | 8-12 | 0% | 0% | 0% | 0% |  | 2006 | no | 0.1 | 2087.2263 | Oxidation pond | 5696.9767 |  | https://www.stratford.govt.nz/repository/libraries/id:2cvuccagl1cxbygm8445/hierarchy/Council%20Documents/Asset%20management%20plans/Wastewater%20Asset%20Management%20Plan%202021-2031.pdf
Tararua District Council | 2019-2020 | Dannevirke | 5542854.4135 | 1863320.6147 | [5 empty] | 1752000 |  |  |  | 100% | [9 empty] | 2026 | Current | [12 empty] | 2087.2263 | Oxidation ponds, membrane filtration | 5696.9767 |  | http://www.tararuadc.govt.nz/Services/Water_Wastewater/Wastewater
Tararua District Council | 2019-2020 | Eketahuna | 5497361.7333 | 1828121.5182 | [5 empty] | 197100 |  |  |  | 100% | [10 empty] | Expired | [12 empty] | 194.9859 | Oxidation ponds | 621.4884 |  | http://www.tararuadc.govt.nz/Services/Water_Wastewater/Wastewater
Tararua District Council | 2019-2020 | Norsewood | 5558416.7071 | 1874774.1388 | [5 empty] | 18250 |  |  |  | 100% | [10 empty] | Lodged | [12 empty] | 93.1746 |  | 311.6792 |  | http://www.tararuadc.govt.nz/Services/Water_Wastewater/Wastewater
Tararua District Council | 2019-2020 | Pahiatua | 5519090.5198 | 1840957.9881 | [5 empty] | 657000 |  |  |  | 100% | [21 empty] | yes |  | 974.8565 | Oxidation ponds | 2796.6976 |  | http://www.tararuadc.govt.nz/Services/Water_Wastewater/Wastewater
Tararua District Council | 2019-2020 | Pongaroa | 5506584.8658 | 1870560.7081 | [5 empty] | 21900 |  |  |  | 100% | [10 empty] | Lodged | 3 | [11 empty] | 60.3781 |  | 207.7861 |  | http://www.tararuadc.govt.nz/Services/Water_Wastewater/Wastewater
Tararua District Council | 2019-2020 | Woodville | 5530468.9755 | 1842447.9052 | [5 empty] | 614952 |  |  |  | 100% | [10 empty] | Lodged | [10 empty] | yes |  | 556.9162 | Oxidation ponds | 1657.3023 |  | http://www.tararuadc.govt.nz/Services/Water_Wastewater/Wastewater
Tararua District Council | 2019-2020 | Ormondville | [7 empty] | 8500 | [13 empty] | 2027 | [17 empty] | http://www.tararuadc.govt.nz/Services/Water_Wastewater/Wastewater
Tasman District Council | 2020-2021 | Takaka | 5478076.46 | 1582978.84 |  | Secondary | 246742 | 195130 | 188780 | 213356 | 243515 | 209631 | 181612 | 0% | 100% | 0% | 0% | 13.86% | 10.08% | 3.28% | 3.03% | 2.5% |  | 2038-07-04 | Current | 3 | 441 |  | 7% | [6 empty] | 1 | 5.9043 | 667.1644 | Aerated Ponds (2); Floating Wetland; Doasing Pump Station | 1364.6198
Tasman District Council | 2020-2021 | Murchison | 5372317.35 | 1543104.88 |  | Secondary | 55932 | 52990 | 49307 | 55568 | 62098 | 50726 | 50394 | 0% | 100% | 0% | 0% | 2.86% | 3.89% | 5.27% | 0.94% | 3.5% |  | 2041-06-02 | Current | 3 | 46 |  | 5% | [7 empty] | 1.809 | 170.1315 | Oxidation pond; Aeration Lagoon | 796.0282
Tasman District Council | 2020-2021 | St Arnaud | 5373730.63 | 1585208.64 |  | Secondary | 32545 | 28870 | 30002 | 38154 | 38868 | 24283 | 22456 | 0% | 100% | 0% | 0% | 0.46% | 0.52% | 0.5% | 1.55% | 1% |  | 2038-04-16 | Current | 2 | 0 | [7 empty] | never |  | 2.3325 | 106.4877 | Oxidation pond; Wetland | 211.3723
Tasman District Council | 2020-2021 | Tapawera | 5418508.98 | 1584871.88 |  | Secondary | 19633 | 21258 | 17649 | 19214 | 23562 | 19669 | 19542 | 0% | 100% | 0% | 0% | 1% | 0.93% | 1.13% | 0% | 1.5% |  | 2042-07-31 | Current | 2 | 0 | [7 empty] | 2009 |  | 5.8266 | 64.5534 | Inlet screen; Aerated Oxidation pond (2 baffles) | 422.7447
Tasman District Council | 2020-2021 | Upper Takaka | 5458435.79 | 1584597.04 |  | Secondary | 2307 | 2229 | 1919 | 3405 | 3375 | 3262 | 2248 | 0% | 100% | 0% | 0% | 0% | 0% | 0% | 0% | 0% |  | 2042-07-11 | Current | 2 | 0 | [7 empty] | 2007 |  | 10.8864 | 9.2466 | Oxidation pond; Wetland | 1364.6198
Tasman District Council | 2020-2021 | Motueka | 5451548.54 | 1602073.11 |  | Tertiary | 945324 | 900833 | 877980 | 1063128 | 1028723 | 904370 | 813634 | 100% | 0% | 0% | 0% | 0.95% | 2.67% | 3.19% | 3.15% | 2.5% |  | 2035-10-15 | Current | 3 | 0 |  |  |  |  | 25% |  | 1 of 4 bags at Motueka | 2015 | 1 | 3.8868 | 2818.4192 | Aerated lagoon; Oxidation pond; Polishing Ponds; Wetland | 8301.4372
Tasman District Council | 2020-2021 | Collingwood | 5496176.32 | 1571624.98 |  | Secondary | 33842 | 29671 | 32685% | 35737 | 60155 | 40950 | 31471 | 100% | 0% | 0% | 0% | 0.89% | 1.01% | 0.92% | 2.2% | 2% |  | 2034-07-01 | Current | 3 | 0 | [7 empty] | 2007 | 1 | 5.2744 | 164.8082 | Oxidation ponds; Wetlands; UV | 317.0585
Taupo District Council | 2020-2021 | Taupo | 5714690.1 | 1867856.37 |  | Secondary | 2317030.01 | 2283640 | 2357535 | 2423755 | 2537845 | 2266438.6936 | 2230075 |  | 100% | [8 empty] | 31/12/2032 (View Road) 31/12/2015 (Rakaunui) | Lodged | 6 | [6 empty] | 100% |  |  | 1 |  | 7750 |  | 4273.279 |  | https://www.taupodc.govt.nz/repository/libraries/id:25026fn3317q9slqygym/hierarchy/Council/Plans%20and%20strategies/AMP/TDC%20Wastewater%20AMP%202021.pdf
Taupo District Council | 2020-2021 | Kinloch | 5717466.16 | 1854572.1 |  | Secondary | 130384.46 | 96218.9 | 97569 | 79942.9434 | 74392 | 63692.5 | 61459 |  | 100% | [8 empty] | 2039-01-31 | Current | 1 | [6 empty] | 100% |  |  | no |  | 530 | SBR | 1552.4371 |  | https://www.taupodc.govt.nz/repository/libraries/id:25026fn3317q9slqygym/hierarchy/Council/Plans%20and%20strategies/AMP/TDC%20Wastewater%20AMP%202021.pdf
Taupo District Council | 2020-2021 | Mangakino | 5749892.125 | 1842782.3 | WWTP Inventory 2012 data | Secondary | 101593.03 | 58758.2 | 111600 | 96543.7793 | 98939 | 91396 | 83770 |  | 100% | [8 empty] | 2016-12-30 | Lodged | 1 | [6 empty] | 100% |  |  | 1 |  | 784 | SAF | 766.9988 |  | https://www.taupodc.govt.nz/repository/libraries/id:25026fn3317q9slqygym/hierarchy/Council/Plans%20and%20strategies/AMP/TDC%20Wastewater%20AMP%202021.pdf
Taupo District Council | 2020-2021 | Acacia Bay | 5712538.5 | 1864069.64 |  | Secondary | 86700.78 | 84568.9 | 109120 | 110732.3835 | 104863 | 87381 | 94408 |  | 100% | [8 empty] | 2035-10-25 | Current | 2 | [6 empty] | 100% | Vermicomposting (worm farm) and reuse |  | no |  | 365 | SBR | 106.5868 |  | https://www.taupodc.govt.nz/repository/libraries/id:25026fn3317q9slqygym/hierarchy/Council/Plans%20and%20strategies/AMP/TDC%20Wastewater%20AMP%202021.pdf
Taupo District Council | 2020-2021 | Omori | 5690395.3 | 1838400.84 |  | Secondary | 63225.2 | 24940.4 | 50000 | 99280 | 83056 | 69369 | 71832 |  | 100% | [8 empty] | 2044-03-31 | Current | 1 | [6 empty] | 100% |  |  | no |  | 750 | Oxidation ponds | 23009.9641 |  | https://www.taupodc.govt.nz/repository/libraries/id:25026fn3317q9slqygym/hierarchy/Council/Plans%20and%20strategies/AMP/TDC%20Wastewater%20AMP%202021.pdf
Taupo District Council | 2020-2021 | Motuoapa | 5686983.93 | 1849964.04 |  | Secondary | 36902.02 | 37703.2 | 35676 | 39393.3376 | 38726 | 36281 | 33094 |  | 100% | [8 empty] | 2033-11-13 | Current | 1 | [6 empty] | 100% |  |  | no |  | 170 | SBR | 106.5868 |  | https://www.taupodc.govt.nz/repository/libraries/id:25026fn3317q9slqygym/hierarchy/Council/Plans%20and%20strategies/AMP/TDC%20Wastewater%20AMP%202021.pdf
Taupo District Council | 2020-2021 | Whakamaru | 5743338.759 | 1845194.606 | WWTP Inventory 2012 data | Primary | 11606.4 | 7310 | 6900 | 39393.3376 | 7223 | 6789 | 8647 |  | 100% | [8 empty] | 2036-05-31 | Current | [7 empty] | 100% |  |  |  |  | 117 | Imhoff tank | 986.1413 |  | https://www.taupodc.govt.nz/repository/libraries/id:25026fn3317q9slqygym/hierarchy/Council/Plans%20and%20strategies/AMP/TDC%20Wastewater%20AMP%202021.pdf
Taupo District Council | 2020-2021 | Motutere (Camp Ground) | 5691613.79 | 1857046.42 |  | Secondary | 8515.92 | 8436.6 | 7973 | 4303 | 3905 | 3431 | 3468 |  | 100% | [8 empty] | 2040-06-30 | current | 1 | [6 empty] | 100% |  |  | no |  | 32.6 | SAF | 1972.2826 |  | https://www.taupodc.govt.nz/repository/libraries/id:25026fn3317q9slqygym/hierarchy/Council/Plans%20and%20strategies/AMP/TDC%20Wastewater%20AMP%202021.pdf
Taupo District Council | 2020-2021 | Atiamuri | 5745915.52 | 1864112.7 |  | Primary | 5840 | 7300 | 7300 | 6205 | 6260 | 6259.75 | 6260 |  | 100% | [8 empty] | 2024-03-01 | Current | 1 | [6 empty] | 100% |  |  | no |  | 9 | Imhoff tank | 1385.6287 |  | https://www.taupodc.govt.nz/repository/libraries/id:25026fn3317q9slqygym/hierarchy/Council/Plans%20and%20strategies/AMP/TDC%20Wastewater%20AMP%202021.pdf
Taupo District Council | 2020-2021 | Whareroa | 5695310.03 | 1840469 |  | Secondary | 5467.12 | 10263 | 14534 | 15585.5 | 9011 | 2453 | 2453 |  | 100% | [8 empty] | 2028-04-26 | Current | 1 | [6 empty] | 100% |  |  | no |  |  | Oxidation ponds |  |  | https://www.taupodc.govt.nz/repository/libraries/id:25026fn3317q9slqygym/hierarchy/Council/Plans%20and%20strategies/AMP/TDC%20Wastewater%20AMP%202021.pdf
Taupo District Council | 2020-2021 | Turangi | 5682602.42 | 1841691.74 |  | Tertiary | 696190.5 | 452328 | 478600 | 540200 | 429707 | 501307 | 474902 | 100% | [9 empty] | 2018-06-23 | Lodged | 1 | [6 empty] | 100% |  |  | 1 |  | 2059 | Trickling Filters; Anaerobi Digesters | 213.1737 |  | https://www.taupodc.govt.nz/repository/libraries/id:25026fn3317q9slqygym/hierarchy/Council/Plans%20and%20strategies/AMP/TDC%20Wastewater%20AMP%202021.pdf
Taupo District Council | 2019-2020 | Waitahanui | 5700993.11 | 1867367.49 |  | Tertiary |  |  |  |  | 4573 | 35944.6032 | 28849 |  | 100% | [15 empty] | 1% |  |  |  |  | no |  | 25 | Activated slude; MBR | 766.9988 |  | https://www.taupodc.govt.nz/repository/libraries/id:25026fn3317q9slqygym/hierarchy/Council/Plans%20and%20strategies/AMP/TDC%20Wastewater%20AMP%202021.pdf
Tauranga City Council | 2020-2021 | Te Maunga | 5823826.505 | 1884805.735 | given coordinates in reverse order | Tertiary | 6716122 | 6991345 | 4995877 | 4321657 | 4019829 | 3574294 | 3420000 | 0% | 0% | 0% | 100% | 6.2% |  | 4% | 6% | 6% | 6% | 2040-04-30 | Current | 7 | 11451 | 6053 | 15.9% | 0% | 16% | 84% | 0% |  | 2018 | 1 |  | 9600 | Biological Processing; Wetland | 36500 | 6.2% of combined flow to Te Maunga and Chapel street.
Tauranga City Council | 2020-2021 | Chapel Street | 5825816.482 | 1879053.875 |  | Tertiary | 4886559 | 4421914 | 11182323 | 7521398 | 7011710 | 6822573 | 6231800 | 0% | 0% | 0% | 100% | 6.2% |  | 7% | 6% | 6% | 6% | 2040-04-30 | current | 4 | 3320 | 4532 | 18.1% | 0% | 96% | 4% | 0% |  | N/A | 2 |  | 17660 | Activated sludge; UV; Wetland | 67200 | 6.2% of combined flow to Te Maunga and Chapel street.
Thames-Coromandel District Coucil | 2020-2021 | Whangamata | 5878224.4 | 1853555.1 | WWTP Inventory 2012 data | Tertiary | 518000 | 608771 |  |  | 962132 | 563000 | 572768 | 0% | 100% | 0% | 0% | <5.00% |  |  |  | 0% |  | 2036 | Current | 1 | 515 |  | 19% | 0% |  | 0% | 0% |  | 2017 | 1 | 2.5 | 2635.9781 | SBR | 7055.2182
Thames-Coromandel District Coucil | 2020-2021 | Pauanui | 5897675.8 | 1853846.4 | WWTP Inventory 2012 data | Tertiary | 417000 | 347025 |  |  | 600961 | 472000 | 361506 | 0% | 100% | 0% | 0% | 0% |  |  |  | 0% |  | 2030 | Current | 1 | 417 |  | 19.00% | 0% | 100% | 0% | 0% |  |  | 1 | 2 | 1646.4685 | SBR | 6614.267
Thames-Coromandel District Coucil | 2020-2021 | Matarangi | 5930974.5 | 1838551 | WWTP Inventory 2012 data | Primary | 237000 | 106537 |  |  | 126203 | 60000 | 106654 | 0% | 100% | 0% | 0% | 0% |  |  |  | 0% |  | 2021 | Lodged | 1 |  |  |  | 0% |  | 0% | 0% |  | 2019 |  | 2 | 345.7616 | Oxidation pond, sand filters | 2755.9446
Thames-Coromandel District Coucil | 2020-2021 | Cooks Beach | 5918457.396 | 1844778.486 | Imagery manually checked and updated | Primary | 145000 | 73188 |  |  | 93909 | 48000 | 70831 | 0% | 100% | 0% | 0% | 0% |  |  |  | 0% |  | 2021 | Lodged | 1 |  |  |  | 0% |  | 0% | 0% |  |  |  | 0.5 | 257.2849 |  | 318.2997
Thames-Coromandel District Coucil | 2020-2021 | Onemana | 5883477.3 | 1855333.6 | Imagery manually checked and updated | Primary | 49275 | 35723 |  |  | 71666 | 36000 | 46158 | 0% | 100% | 0% | 0% | 0% |  |  |  | 0% |  | 2021 | Lodged | 1 |  |  |  | 0% |  | 0% | 0% |  |  | 1 | 2.5 | 196.3452 |  | 1322.8534
Thames-Coromandel District Coucil | 2020-2021 | Oamaru Bay | 5932116.64 | 1820280.96 | Simon Belworthy <simon.belworthy@tcdc.govt.nz> | Primary | 6000 |  |  |  | 2796 | 2600 | 6803 | 0% | 100% | 0% | 0% | 0% |  |  |  | 0% |  | 2024 | Current | 1 |  |  |  | 0% |  | 0% | 0% |  |  |  | 0.5 | 7.6603 |  | 32
Thames-Coromandel District Coucil | 2020-2021 | Whitianga | 5920970.3 | 1838446.7 | WWTP Inventory 2012 data | Tertiary | 593000 | 788473 |  |  | 901092 | 730000 | 718030 | 70% | 30% | 0% | 0% | 15% |  |  |  | 0% |  | 2041 | Current | 2 | 735 |  | 20.00% | 0% | 100% | 0% | 0% |  |  | 1 | 2 | 2468.7452 | SBR | 6614.267
Thames-Coromandel District Coucil | 2020-2021 | Coromandel | 5929240.96 | 1822544.99 | Imagery manually checked and updated | Secondary | 163000 | 176950 |  |  | 208686 | 180000 | 164320 | 100% | 0% | 0% | 0% | 15% |  |  |  | 0% |  | 2026 | Current | 1 |  |  |  | 0% |  | 0% | 0% |  | 2020 |  | 3 | 571.7425 | Oxidation ponds; Aerated lagoons; Tertiary filtration | 2204.7557
Thames-Coromandel District Coucil | 2020-2021 | Hahei | 5918770.9 | 1850263.5 | WWTP Inventory 2012 data | Secondary | 24500 | 32909 |  |  | 48885 | 24000 | 34901 | 100% | 0% | 0% | 0% | 0% |  |  |  | 0% |  | 2030 | Current | 1 |  |  |  | 0% |  | 0% | 0% |  | 2020 |  | 0.5 | 133.9315 | Oxidation pond | 1984.2801
Thames-Coromandel District Coucil | 2020-2021 | Thames | 5885859.2 | 1826180.7 | WWTP Inventory 2012 data | Secondary | 1242000 | 1293673 |  |  | 1590738 | 1488000 | 1236573 | 0% | 0% | 0% | 100% | <5.00% |  |  |  | 0% |  | 2041 | Current | 1 |  |  |  | 0% |  | 0% | 0% |  | 2008 | 1 | 4 | 4358.1863 | Aerated lagoon; Facultative pond; UV | 8819.0227
Timaru District Council | 2020-2021 | Industrial | 5087774 | 1461419 |  | Primary | 7489813 | 5976539 | 3554510 |  | 3381310 | 2907494 | 5409199 | 0% | 0% | 0% | 100% | 46.12% | 100% | 100% |  | 100% | 100% | 2045-11-01 | Current | 6 | 4900 |  | 6.00% | 100% | 0% | 0% | 0% | No sludge removed from ponds | 2020 | 1 |  | 9263.863 | Milliscreen | 0 | single backup generator serves both plants. Results combined for both domestic and industrial plants, as all discharge combines at a single location | https://www.timaru.govt.nz/__data/assets/pdf_file/0006/41388/FINAL-full-Long-Term-Plan-2015-25-web-version.pdf
Timaru District Council | 2019-2020 | Domestic | 5087774 | 1461419 |  | Tertiary |  | 4139904 | 4414693 |  | 4011928 | 5014988 | 4088341 | 0% | 0% | 0% | 100% |  | 0% | 0% |  | 0% | 0% |  |  | 9 | [7 empty] | No sludge removed from ponds |  |  |  | 10991.5836 | Oxidation pond; Maturation Ponds; Wetland Ponds | 29000 | single backup generator serves both plants | https://www.timaru.govt.nz/__data/assets/pdf_file/0006/41388/FINAL-full-Long-Term-Plan-2015-25-web-version.pdf
Waikato District Council | 2016-2017 | Huntly WWTP | 5843633.5 | 1792269.5 | WWTP Inventory 2012 data | Secondary |  |  |  |  | 1200000 | 835000 | 835000 | 100% | [7 empty] | 15% | 0% | 31/3/2029 | [6 empty] | 0% | 0% | 0% |  |  |  |  | 3287.6712 | Primary and Secondary with 5 Aerators and a series of curtains | 7696.4859 |  | https://wdcsitefinity.blob.core.windows.net/sitefinity-storage/docs/default-source/your-council/plans-policies-and-bylaws/plans/wastewater-activity-management-plan/wastewater-activity-management-plan.pdf?sfvrsn=3c36b8c9_2
Waikato District Council | 2016-2017 | Meremere WWTP | 5868428.4 | 1783745.3 | WWTP Inventory 2012 data | Secondary |  |  |  |  | 84000 | 85000 | 85000 | 100% | [8 empty] | 0% | [7 empty] | 0% | 0% | 0% |  |  |  |  | 230.137 | Pond includes baffles; Outlet via rock filter | 499 |  | https://wdcsitefinity.blob.core.windows.net/sitefinity-storage/docs/default-source/your-council/plans-policies-and-bylaws/plans/wastewater-activity-management-plan/wastewater-activity-management-plan.pdf?sfvrsn=3c36b8c9_3
Waikato District Council | 2016-2017 | Ngaruawahia WWTP | 5831440.4 | 1790569.7 | WWTP Inventory 2012 data | Tertiary |  |  |  |  | 675000 | 450000 | 450000 | 100% | [9 empty] | 31/3/2029 | [6 empty] | 0% | 0% | 0% |  |  |  |  | 1737 |  | 6635.8779 |  | https://wdcsitefinity.blob.core.windows.net/sitefinity-storage/docs/default-source/your-council/plans-policies-and-bylaws/plans/wastewater-activity-management-plan/wastewater-activity-management-plan.pdf?sfvrsn=3c36b8c9_4
Waikato District Council | 2016-2017 | Te Kauwhata WWTP | 5857748.4 | 1790729.9 | WWTP Inventory 2012 data | Secondary |  |  |  |  | 295000 | 275000 | 275000 | 100% | [8 empty] | 0% | 30/6/2023 | [6 empty] | 0% | 0% | 0% |  |  |  |  | 957 | High rate ponds with aquamats | 1720 |  | https://wdcsitefinity.blob.core.windows.net/sitefinity-storage/docs/default-source/your-council/plans-policies-and-bylaws/plans/wastewater-activity-management-plan/wastewater-activity-management-plan.pdf?sfvrsn=3c36b8c9_5
Waikato District Council | 2016-2017 | Te Kowhai WWTP | 5820652.39 | 1789569.53 | WWTP Inventory 2012 data | Primary |  |  |  |  | 1300 | 1300 | 1300 | 100% | [8 empty] | 0% | [7 empty] | 0% | 0% | 0% |  |  |  |  | 4 |  | 59.4 |  | https://wdcsitefinity.blob.core.windows.net/sitefinity-storage/docs/default-source/your-council/plans-policies-and-bylaws/plans/wastewater-activity-management-plan/wastewater-activity-management-plan.pdf?sfvrsn=3c36b8c9_6
Waikato District Council | 2016-2017 | Maramarua WWTP | 5875481.53 | 1795428.33 | WWTP Inventory 2012 data | Primary |  |  |  |  | 1300 | 1300 | 1300 |  | 100% | [7 empty] | 0% | 15/12/2039 | [6 empty] | 0% | 0% | 0% |  |  |  |  | 3.5616 | Disposal mound | 21.6 |  | https://wdcsitefinity.blob.core.windows.net/sitefinity-storage/docs/default-source/your-council/plans-policies-and-bylaws/plans/wastewater-activity-management-plan/wastewater-activity-management-plan.pdf?sfvrsn=3c36b8c9_7
Waikato District Council | 2016-2017 | Matangi WWTP | 5813435 | 1810771 | WWTP Inventory 2012 data | Primary |  |  |  |  | 27400 | 11500 | 11500 |  | 100% | [7 empty] | 0% | 30/9/2021 | [6 empty] | 0% | 0% | 0% |  |  |  |  | 75.0685 | Individual septic tanks pumped to 2 council septic tanks; Pumped to sand contactor beds (~4 passes) | 217.784 |  | https://wdcsitefinity.blob.core.windows.net/sitefinity-storage/docs/default-source/your-council/plans-policies-and-bylaws/plans/wastewater-activity-management-plan/wastewater-activity-management-plan.pdf?sfvrsn=3c36b8c9_8
Waikato District Council | 2016-2017 | Raglan WWTP | 5813357.6 | 1762816.4 | WWTP Inventory 2012 data | Tertiary |  |  |  |  | 399000 | 410000 | 410000 |  |  | 0% | 100% | [5 empty] | 0% | [7 empty] | 0% | 0% | 0% |  |  |  |  | 1737 | 2 Anaerobic Ponds with aquamats; 4 Aerobic Ponds | 3257.6128 |  | https://wdcsitefinity.blob.core.windows.net/sitefinity-storage/docs/default-source/your-council/plans-policies-and-bylaws/plans/wastewater-activity-management-plan/wastewater-activity-management-plan.pdf?sfvrsn=3c36b8c9_9
Waikato District Council | 2016-2017 | Tauwhare WWTP | 5815151.303 | 1817503.402 | Imagery manually checked and updated | Primary |  |  |  |  | 9500 |  | 9200 |  | 100% | [8 empty] | 2035-10-31 | [6 empty] | 0% | 0% | 0% |  |  |  |  | 26.0274 |  | 116.1 |  | https://wdcsitefinity.blob.core.windows.net/sitefinity-storage/docs/default-source/your-council/plans-policies-and-bylaws/plans/wastewater-activity-management-plan/wastewater-activity-management-plan.pdf?sfvrsn=3c36b8c9_10
Waimakariri District Council | 2020-2021 | Oxford | 5766751 | 2445327 |  | Tertiary | 169765.8 | 159679.3 | 169623 | 202429 | 172030 | 185785 | 185785 |  | 100% | [7 empty] | 0% | 2031-08-08 | Current | 3 | 4160 | 4160 | 1 | 0% | 0% | 0% | 100% |  | 2011-2019 | 1 | 3.84 | 560 | Activated Sludge; Clarifier; UV | 1685.394 |  | https://www.waimakariri.govt.nz/__data/assets/pdf_file/0024/48750/Wastewater-Activity-Management-Plan-Overview-Document-2021.pdf
Waimakariri District Council | 2020-2021 | Loburn Lea | 5771235 | 2475423 |  | Tertiary | 7344.49 | 7581.45 | 7236 | 8818 | 7468 | 6935 | 6935 |  | 100% | [7 empty] | 0% | 2029-09-14 | Current | 2 | 5 | 5 | 1 | 0% | 0% | 0% | 100% |  | 2011-2019 |  | 2.74 | 21 | Private Septic Tanks; Recirculating Sand Contractor; UV | 102.6 |  | https://www.waimakariri.govt.nz/__data/assets/pdf_file/0024/48750/Wastewater-Activity-Management-Plan-Overview-Document-2021.pdf
Waimakariri District Council | 2020-2021 | Fernside | 5765425 | 2471729 |  | Tertiary | 3061.21 | 2718.78 | 2611 | 3424 | 2739 | 3465 | 3465 |  | 100% | [7 empty] | 0% | 2032-08-10 | Current | 1 | 5 | 5 | 1 | 0% | 0% | 0% | 100% |  | 2011-2019 |  | 2.25 | 17 | Private Septic Tanks; Recirculating Sand Contractor; UV | 56.7 | WWTPs have a number of ponds. The last time each pond has been desludged ranges between 2011 to 2019. | https://www.waimakariri.govt.nz/__data/assets/pdf_file/0024/48750/Wastewater-Activity-Management-Plan-Overview-Document-2021.pdf
Waimakariri District Council | 2020-2021 | Eastern Districts | 5203241.556 | 1575113.729 |  | Tertiary | 3989855.385 | 3230263.055 | 48235.35 | 5490229 | 4594501 | 3971750 | 3971750 |  |  |  | 100% | 3.01% | 3.718% | 2.74% | 2.48% | 1% | 1% | 2039-06-12 | Current | 14 | 760 | 700 | 100 | 100% | 0% | 0% | 0% | Eastern Districts sludge volumes are assumed. These are pond systems. | 2011-2019 | 2 | 4.46 |  |  |  | Multiple plants, so using coordinates from woodend WWTP | https://www.waimakariri.govt.nz/__data/assets/pdf_file/0024/48750/Wastewater-Activity-Management-Plan-Overview-Document-2021.pdf
Waimate District Council | 2015-2016 | Waimate WWTP | 5043517 | 1446573 |  | Secondary | [5 empty] | 266713.2 |  | 0% | 100% | 0% | 0% | [5 empty] | 0% | 2036-10-10 | Current |  |  |  |  | 0% | 0% | 0% | 0% | No sludge removed from ponds in 2015-16 |  |  |  | 730.7211 | Aeration pond | 3697
Waipa District Council | 2020-2021 | Cambridge WWTP | 5802687 | 1815356 |  | Secondary | 1638892 |  |  | 2121262 | 1807265 | 1994056 | 1336257.471 | 50% | 50% |  |  | 20% by flow |  |  |  |  | 25% | 2016-12-01 | Current | 1 |  |  |  | 100% | 0% | 0% | 0% |  | 2020 | 1 |  | 4951.411 | Aerated lagoon; Constructed Wetlands | 20100 | Peak wet to average dry ratio unable to be calculated this
Waipa District Council | 2020-2021 | Te Awamutu WWTP | 5792162 | 1801496 |  | Primary | 1560522 |  |  | 1845110 | 1717717 | 1549628 | 1863103 | 100% |  |  |  | Small amount at the TAWWTP but uncertain on actual number |  |  |  |  | 25% | 2043-06-30 | Currrent | 1 |  |  |  | 100% | 0% | 0% | 0% |  | 2020 | 1 |  | 4706.074 | Activated sludge; BNR | 17250 | Peak wet to average dry ratio unable to be calculated this
Wairoa District Council | 2016-2017 | Tuai | 5695875.464 | 1960208.201 | Google Earth Street View | Tertiary |  |  |  |  | 7048 | 7027 | 7227 | 100% | [8 empty] | 0% | 2034-05-31 | Current |  |  |  |  | 0% | 0% | 100% | 0% |  |  | no |  | 19.3096 | Primary sedimentation; Gravity sand filters; UV | 485.1877
Wairoa District Council | 2016-2017 | Wairoa | 5667393.045 | 1981747.977 | Google Earth Street View | Secondary |  |  |  |  | 1031097 | 962435 | 972571 | 0.72% |  |  | 99.28% | [5 empty] | 0% | [6 empty] | 0% | 0% | 100% | 0% |  |  | no |  | 2824.9233 | Oxidation ponds | 4107.4093
Waitaki District Council | 2020-2021 | Oamaru | 5008826.8264 | 1444568.9116 |  |  | 1788135 |  | 2083736 | [14 empty] | 1/04/2028 30/04/2038 | current | 4 | 107.15 | [5 empty] | 100% |  | 2021 | 0 | 4 | 5820.6027 | Oxidation pond | 14856.094
Waitaki District Council | 2020-2021 | Duntroon | 5030516.2705 | 1417105.6744 | [19 empty] | 2026-02-24 |  | 2 | 1.1 | [5 empty] | 100% | Ones that have only just been desludged - Sludge is sitting in Geobags | 2019 | 0 |  | 22.0348 |  | 81
Waitaki District Council | 2020-2021 | Omarama | 5070299.1667 | 1359692.1056 |  |  | 64094 |  | 27981 | [14 empty] | 2044-12-04 | current | 1 | 5.7 | [5 empty] | 100% |  | 2021 | 0 |  | 130.331 |  | 426.504
Waitaki District Council | 2020-2021 | Otematata | 5057420.018 | 1377802.43 |  |  | 55626 |  | 90119 | [14 empty] | 1/06/2038 19/12/2038 | current | 2 | 2.3 |  |  | 100% |  |  |  |  | N/A | 0 | 6.1 | 130.331 | Primary sedimentation; Trickling filters | 426.504
Waitaki District Council | 2020-2021 | Moeraki | 4974679.671 | 1429939.5207 |  |  | 16753.5 |  | 17485 | [14 empty] | 2053-01-20 | current | 2 | 0.47 | [5 empty] | 100% |  | 2021 | 0 | 4.4 | 62.0791 | Oxidation pond | 213.252
Waitaki District Council | 2020-2021 | Kurow | 5043041.6571 | 1400344.1337 |  |  | 1261 |  | 26397 | [14 empty] | 2030-05-31 | current | 1 | 3.8 | [8 empty] | 0 |  | 168.4903 | Oxidation pond | 542.1932
Waitaki District Council | 2020-2021 | Lake Ohau Alpine Village | 5093689.5858 | 1347923.4616 | [19 empty] | 2034-11-02 | current | 1 | 0.2 | [8 empty] | 0 |  | 22.0348 |  | 81
Waitaki District Council | 2020-2021 | Palmerston | 4961873.6895 | 1422696.4225 |  |  | 124100 |  | 109062 | [14 empty] | 2046-03-23 | current | 1 | 11.85 | [5 empty] | 100% |  | 2021 | 0 |  | 316.0214 |  | 975.9478
Waitaki District Council | 2018-2019 | Kakanui | 4996253.3217 | 1435393.8914 | [33 empty] | 168.4903 |  | 542.1932
Waitaki District Council | 2018-2019 | Weston | 5005122.2653 | 1436536.4972 | [24 empty] | 1 | [8 empty] | 278.6014 |  | 867.5091
Waitomo District Council | No NPR data | Bennydale | 5733769.0328 | 1805959.5226 | [33 empty] | 78.2353 | Septic tank | 264.7148
Waitomo District Council | No NPR data | Piopio | 5740498.1721 | 1775823.9994 | [33 empty] | 79.9078 | Innoflow textile bed; UV | 270
Waitomo District Council | No NPR data | Te Kuiti | 5757072.0801 | 1788089.5539 | [33 empty] | 1780.2265 | Activated sludge; BNR | 4909.874
Waitomo District Council | No NPR data | Te Waitere | 5777540.0481 | 1759680.8473 | [10 empty] | 100% | [22 empty] | 10.357 | Septic tanks | 40
Watercare | 2020-2021 | Bombay (Barber Road) | 5882189.97 | 1777551.4 | WWTP Inventory 2012 data | Primary | 1125 | 904 | 1175 | 1091 | 907 | 1465 | 1365 | 0% | 100% | 0% | 0% |  | 0% | 0% | 4.06% | 0% | 0% | 2029-09-30 | Current | 1 | [10 empty] | 1 | 3.7397 | Septic Tank | 16 |  | https://www.watercare.co.nz/CMSPages/GetAzureFile.aspx?path=~\watercarepublicweb\media\watercare-media-library\wastewater-collection-treatment\2015_wastewater_treatment_performance_watercare.pdf&hash=aaa332c69c252b093aca40752be05827cd0497adaa91e27b5fa8dc7412d19085
Watercare | 2020-2021 | Denehurst (Denehurst Drive, Waimauku) | 5929270.94 | 1732904.15 | NPerrie (Neville) <Neville.Perrie@water.co.nz> | Secondary | 1825 | 1815 | 1943 | 1973 | 3196 | 4102 | 4509 | 0% | 100% | 0% | 0% |  | 0% | 0% | 0.02% | 0% | 0% | 2037-07-19 | Current | 1 | [10 empty] | 1.25 | 12.3534 | Interceptor tanks; AdvanTex recirculating packed bed reactor | 51.3 |  | https://www.watercare.co.nz/CMSPages/GetAzureFile.aspx?path=~\watercarepublicweb\media\watercare-media-library\wastewater-collection-treatment\2015_wastewater_treatment_performance_watercare.pdf&hash=aaa332c69c252b093aca40752be05827cd0497adaa91e27b5fa8dc7412d19085
Watercare | 2020-2021 | Kawakawaa Bay (Orere Road) | 5907305.53 | 1793432.74 | Imagery manually checked and updated | Secondary | 24335 | 23379 | 17787 | 21396 | 25047 | 20261 | 20504 | 0% | 100% | 0% | 0% |  | 0% | 0% | 0% | 0% | 0% | 2027-12-31 | Current | 1 |  | 500 | 2 |  |  |  | 100% |  |  |  | 5.91 | 56.1753 | MBR; BNR | 1110 |  | https://www.watercare.co.nz/CMSPages/GetAzureFile.aspx?path=~\watercarepublicweb\media\watercare-media-library\wastewater-collection-treatment\2015_wastewater_treatment_performance_watercare.pdf&hash=aaa332c69c252b093aca40752be05827cd0497adaa91e27b5fa8dc7412d19085
Watercare | 2020-2021 | Omaha | 5975401.14 | 1756796.07 | WWTP Inventory 2012 data | Tertiary | 182771 | 132273 | 1862.82 | 211357 | 185363 | 157748 | 151002 | 0% | 100% | 0% | 0% |  | 0% | 2% | 10.87% | 0% | 0% | 2052-03-23 | Current | 2 |  | 600 | 8 |  |  | 100% |  |  |  |  | 1.6 | 413.7041 | Aerated lagoon; Oxidation pond; Storage Pond; Low rate sand filter; UV | 1023.369 |  | https://www.watercare.co.nz/CMSPages/GetAzureFile.aspx?path=~\watercarepublicweb\media\watercare-media-library\wastewater-collection-treatment\2015_wastewater_treatment_performance_watercare.pdf&hash=aaa332c69c252b093aca40752be05827cd0497adaa91e27b5fa8dc7412d19085
Watercare | 2020-2021 | Beachlands (Okaroro Road) | 5912759.884 | 1780503.853 | WWTP Inventory 2012 data | Tertiary | 620280 | 623643 | 633877 | 660437 | 695169 | 512223 | 485838 | 100% | 0% | 0% | 0% |  | 0% | 0% | 4.13% | 0% | 0% | 2025-12-31 | Current | 1 |  | 500 | 50 |  | 100% | [5 empty] | 2.59 | 1331.063 | Aerated lagoon; Clarifier; Disc filtration; UV | 5142.1157 |  | https://www.watercare.co.nz/CMSPages/GetAzureFile.aspx?path=~\watercarepublicweb\media\watercare-media-library\wastewater-collection-treatment\2015_wastewater_treatment_performance_watercare.pdf&hash=aaa332c69c252b093aca40752be05827cd0497adaa91e27b5fa8dc7412d19085
Watercare | 2020-2021 | Clarks Beach (Stella Drive) | 5888024.05 | 1750762.29 | WWTP Inventory 2012 data | Tertiary | 133372 | 123631 | 164989 | 162317 | 214000 | 175163 | 186624 | 100% | 0% | 0% | 0% |  | 0% | 0% | 0% | 0% | 0% | 2053-06-27 | Current | 1 | [10 empty] | 3.74 | 511.2986 | Oxidation pond; Subsurface-flow rock filters; Sand filter beds; UV | 1607.4219 |  | https://www.watercare.co.nz/CMSPages/GetAzureFile.aspx?path=~\watercarepublicweb\media\watercare-media-library\wastewater-collection-treatment\2015_wastewater_treatment_performance_watercare.pdf&hash=aaa332c69c252b093aca40752be05827cd0497adaa91e27b5fa8dc7412d19085
Watercare | 2020-2021 | Helensville (Mount Rex, Helensville) | 5941904.82 | 1728961.85 | WWTP Inventory 2012 data | Secondary | 384225 | 428502 | 288522 | 433071 | 490449 | 456383 | 447132 | 100% | 0% | 0% | 0% |  | 5.16% | 7.44% | 4.39% | 3% | 3.25% | 2027-05-11 | Current | 1 | [10 empty] | 4.76 | 1225.0192 | Oxidation ponds with Aerators; Ultrafiltration Unit | 4139.2984 |  | https://www.watercare.co.nz/CMSPages/GetAzureFile.aspx?path=~\watercarepublicweb\media\watercare-media-library\wastewater-collection-treatment\2015_wastewater_treatment_performance_watercare.pdf&hash=aaa332c69c252b093aca40752be05827cd0497adaa91e27b5fa8dc7412d19085
Watercare | 2020-2021 | Kingseat (Buchanan Road) | 5890114.26 | 1759387.72 | NPerrie (Neville) <Neville.Perrie@water.co.nz> | Tertiary | 7535 | 10286 | 5093 | 6098 | 7765 | 11846 | 8660 | 100% | 0% | 0% | 0% |  | 0% | 0% | 4.96% | 0% | 0% | 2022-12-31 | Current | 1 |  | 500 | 2 | 100% | [6 empty] | 6.96 | 23.726 | Flow balancing tank; Active sludge aeration tank; Clarifier; UV; Aerated WAS tank | 108.463 |  | https://www.watercare.co.nz/CMSPages/GetAzureFile.aspx?path=~\watercarepublicweb\media\watercare-media-library\wastewater-collection-treatment\2015_wastewater_treatment_performance_watercare.pdf&hash=aaa332c69c252b093aca40752be05827cd0497adaa91e27b5fa8dc7412d19085
Watercare | 2020-2021 | Pukekohe (Friedlander Road) | 5874120.17 | 1769799.1 | WWTP Inventory 2012 data | Tertiary | 3689157 | 3704455 | 3330567 | 3798793 | 3404517 | 2693855 | 2596108 | 100% | 0% | 0% | 0% |  | 18.64% | 16.8% | 0% | 4.36% | 8.27% | 2052-10-26 | Current | 1 |  | 11000 | 4.2 | 100% | [6 empty] | 2.39 | 55351.6384 | Sedimentation Tank; MLE; Anaerobic digester; UV | 250000 |  | https://www.watercare.co.nz/CMSPages/GetAzureFile.aspx?path=~\watercarepublicweb\media\watercare-media-library\wastewater-collection-treatment\2015_wastewater_treatment_performance_watercare.pdf&hash=aaa332c69c252b093aca40752be05827cd0497adaa91e27b5fa8dc7412d19085
Watercare | 2020-2021 | Waiuku (Williams Road) | 5879028.2 | 1753381.67 | WWTP Inventory 2012 data | Tertiary | 676636 | 754048 | 749839 | 891909 | 881309 | 739792 | 750736 | 100% | 0% | 0% | 0% |  | 4.41% | 4.44% | 0% | 5.65% | 6.49% | 2027-06-15 | Current | 1 | [10 empty] | 2.44 | 301.2904 | Oxidation ponds with Aerators | 307.6653 |  | https://www.watercare.co.nz/CMSPages/GetAzureFile.aspx?path=~\watercarepublicweb\media\watercare-media-library\wastewater-collection-treatment\2015_wastewater_treatment_performance_watercare.pdf&hash=aaa332c69c252b093aca40752be05827cd0497adaa91e27b5fa8dc7412d19085
Watercare | 2020-2021 | Waiwera (Weranui Rd) | 5954697.45 | 1751358.87 | WWTP Inventory 2012 data | Secondary | 80004 | 83355 | 77350 | 94809 | 119900 | 86521 | 109971 | 100% | 0% | 0% | 0% |  | 4.99% | 5.38% | 0% | 4.87% | 6.75% | 2054-12-31 | Current | 1 | [10 empty] | 3.06 | 1019.8384 | Activated sludge; UV | 3631.9779 |  | https://www.watercare.co.nz/CMSPages/GetAzureFile.aspx?path=~\watercarepublicweb\media\watercare-media-library\wastewater-collection-treatment\2015_wastewater_treatment_performance_watercare.pdf&hash=aaa332c69c252b093aca40752be05827cd0497adaa91e27b5fa8dc7412d19085
Watercare | 2020-2021 | Warkworth (Alnwick Street) | 5970109.46 | 1750088.87 | WWTP Inventory 2012 data | Tertiary | 465862 | 393533 | 43665.55 | 463542 | 463744 | 374161 | 372241 | 100% | 0% | 0% | 0% |  | 4.78% | 4.31% | 0% | 2.07% | 2.75% | 2022-03-21 | Current | 1 |  | 600 | 18 |  | 100% | [5 empty] | 4.46 | 700.7753 | Oxidation ponds with Aerators; Ultra Filtration Unit; Wetland | 1952.9109 |  | https://www.watercare.co.nz/CMSPages/GetAzureFile.aspx?path=~\watercarepublicweb\media\watercare-media-library\wastewater-collection-treatment\2015_wastewater_treatment_performance_watercare.pdf&hash=aaa332c69c252b093aca40752be05827cd0497adaa91e27b5fa8dc7412d19085
Watercare | 2020-2021 | Wellsford (1.8km south of Wellsford) | 5980613.44 | 1738367.8 | WWTP Inventory 2012 data | Secondary | 251697 | 118039 | 163698 | 284747 | 311646 | 231160 | 255783 | 100% | 0% | 0% | 0% |  | 6.65% | 3.21% | 0% | 3.53% | 4.76% | 2052-11-27 | Current | 1 | [10 empty] | 7.52 | 7112.6247 | SBR; Decant Pond; UV; Polishing Wetland; Sludge Oxidation pond | 20896.4845 |  | https://www.watercare.co.nz/CMSPages/GetAzureFile.aspx?path=~\watercarepublicweb\media\watercare-media-library\wastewater-collection-treatment\2015_wastewater_treatment_performance_watercare.pdf&hash=aaa332c69c252b093aca40752be05827cd0497adaa91e27b5fa8dc7412d19085
Watercare | 2020-2021 | Army Bay (Whangaparaoa Peninsula) | 5948043.17 | 1762643.37 | WWTP Inventory 2012 data | Tertiary | 4110592 | 3763617 | 36433.68 | 4086449 | 4070468 | 3413185 | 3437273 | 0% | 0% | 100% | 0% |  | 0.88% | 87% | 0.64% | 0.55% | 0.72% | 2054-12-19 | Current | 1 |  | 5000 | 19% |  | 100% | [5 empty] | 3.3 | 9417.1863 | SBR; Balancing Ponds; UV | 11090.1339 |  | https://www.watercare.co.nz/CMSPages/GetAzureFile.aspx?path=~\watercarepublicweb\media\watercare-media-library\wastewater-collection-treatment\2015_wastewater_treatment_performance_watercare.pdf&hash=aaa332c69c252b093aca40752be05827cd0497adaa91e27b5fa8dc7412d19085
Watercare | 2020-2021 | Mangere (Island Road) | 5907257.31 | 1757733.352 | Imagery manually checked and updated | Tertiary | 108769324 | 118107311 | 115528091 | 136514548 | 128591000 | 115220386.375 | 116522212 | 0% | 0% | 100% | 0% |  | 9.59% | 10.94% | 2.3% | 10.24% | 10.73% | 2032-12-31 | Current | 1 |  | 118000 | 19 |  |  |  | 100% |  |  |  | 3.3 | 319238.937 | Activated sludge; BNR; anaerobic digester for sludge | 997242.2184 |  | https://www.watercare.co.nz/CMSPages/GetAzureFile.aspx?path=~\watercarepublicweb\media\watercare-media-library\wastewater-collection-treatment\2015_wastewater_treatment_performance_watercare.pdf&hash=aaa332c69c252b093aca40752be05827cd0497adaa91e27b5fa8dc7412d19085
Watercare | 2020-2021 | Owhanake (Ocean View road, Waiheke Island) | 5927764.55 | 1778490.68 | WWTP Inventory 2012 data | Tertiary | 11601 | 10063 | 10735 | 12687 | 13547 | 9454 | 7979 | 0% | 0% | 100% | 0% |  | 0% | 0% | 4.27% | 0% | 0% | 2027-12-31 | Current | 0 | [10 empty] | 2.42 | 21.8603 | Reticulation Tanks; Sand Filters; UV; Slag Filters; Polishing Wetland | 102.6 |  | https://www.watercare.co.nz/CMSPages/GetAzureFile.aspx?path=~\watercarepublicweb\media\watercare-media-library\wastewater-collection-treatment\2015_wastewater_treatment_performance_watercare.pdf&hash=aaa332c69c252b093aca40752be05827cd0497adaa91e27b5fa8dc7412d19085
Watercare | 2020-2021 | Rosedale (Albany, North Shore) | 5931586.05 | 1753171.27 | WWTP Inventory 2012 data | Tertiary | 19521715 | 20864801 | 202984.33 | 23147194 | 22887124 | 19013353 | 20203348 | 0% | 0% | 100% | 0% |  | 4.73% | 4.92% | 6.46% | 3.37% | 3.65% | 2030-12-31 | Current | 1 |  | 1600 | 21 |  | 100% | [5 empty] | 3.22 | 828.5973 | Aeration Ponds; Oxidation ponds | 4032.3792 |  | https://www.watercare.co.nz/CMSPages/GetAzureFile.aspx?path=~\watercarepublicweb\media\watercare-media-library\wastewater-collection-treatment\2015_wastewater_treatment_performance_watercare.pdf&hash=aaa332c69c252b093aca40752be05827cd0497adaa91e27b5fa8dc7412d19085
Watercare | 2020-2021 | Snells/Algies (Hamatana Rd, Snells Beach) | 5967873.73 | 1754004.71 | WWTP Inventory 2012 data | Secondary | 334404 | 279118 | 310132 | 361701 | 378743 | 295591 | 302438 | 0% | 0% | 100% | 0% |  | 0.03% | 0.02% | 0% | 0.03% | 0.04% | 2052-03-21 | Current | 1 | [10 empty] | 2.62 | 2056.811 | Aeration Ponds; Gravel Beds; UV | 1439.8883 |  | https://www.watercare.co.nz/CMSPages/GetAzureFile.aspx?path=~\watercarepublicweb\media\watercare-media-library\wastewater-collection-treatment\2015_wastewater_treatment_performance_watercare.pdf&hash=aaa332c69c252b093aca40752be05827cd0497adaa91e27b5fa8dc7412d19085
Wellington Water | 2020-2021 | Seaview WWTP | 5433137.0932 | 1759683.1728 |  | Secondary | 21734935 |  | 20690208 | 21351583 | 21376435 | 18362282 | 18495078 | 3.16% | 0% | 0% | 96.84% | 4.75% |  | 5% | 4.9% | 5.6% | 5.5% | 2031-08-25 | Current | 9 | 4189 |  | 92% | 0% | 100% | 0% | 0% |  | N/A | 2 | 4 | 58565.5753 | Activated sludge | 147403.7189 | no oxidation ponds
Wellington Water | 2020-2021 | Moa Point | 5422354.2434 | 1751577.8473 |  | Tertiary | 25656061 | 25597292.9016 | 27981680 | 26879677.6 | 27654272 | 23193375 | 24356532 | 0% | 0% | 0% | 100% | 5% | 6% | 6% | 6% | 10% | 10% | 2034-05-11 | Current | 8 | 14543 | 12873 | 27% | 0% | 100% | 0% | 0% |  | N/A | 2 | 4.7 | 75765.1288 | BNR; UV | 158047.3403 | no oxidation ponds
Wellington Water | 2020-2021 | Western | 5425522.0725 | 1742280.5559 |  | Tertiary | 1581988 | 1682202.9085 | 1916522 | 1759069.5 | 1860111.9 | 1333856.5 | 159863 | 0% | 0% | 0% | 100% | 5% | 0% |  | 0.5% | 1% | 1% | 2035-07-28 | Current | 8 | 818 | 719 | 22% | 0% | 100% | 0% | 0% |  | N/A | 1 | 4.6 |  |  |  | no oxidation ponds
Wellington Water | 2020-2021 | Porirua Wastewater Treatment Plant | 5447126 | 1752480 |  | Tertiary | 9149256 |  | 8818627 |  |  | 8146302.03 | 7774774 | 0% | 0% | 0% | 100% | 5% |  |  |  |  | 10% | 2020-07-06 | Lodged | 3 | 7485 |  | 19% | 0% | 100% | 0% | 0% |  | N/A | 1 | 4.5 |  | Carousel activated sludge |  | no oxidation ponds
Western Bay of Plenty District Council | 2020-2021 | Waihi Beach | 5853635 | 1859994 |  | Tertiary | 371883 |  | 405619 | 442132 | 498302 | 461667 | 326049 | 0% | 100% | 0% | 0% | [5 empty] | 0% | 2047-05-31 | Complying | 3 | 139 | 4500 | 16% | 100% | 0% | 0% | 0% |  |  |  | 2.36 | 1365.211 | Aerated lagoons; UV; Wetland | 6766.2
Western Bay of Plenty District Council | 2020-2021 | Maketu | 5814368 | 1905377 |  | Tertiary | 116647 |  | 98053 | 82768 | 156435 | 73609 | 70322 | 0% | 100% | 0% | 0% | [5 empty] | 0% | 2045-08-11 | Significant Non-Compliance-NFU (RM16-0206-DC.02+) | 3 | 283 | 240 | 16% | 0% | 0% | 100% | 0% |  |  | yes | 1.4 | 428.589 | SBR; Emergency Pond | 1287.9 | Sludge is used for vermicomposting
Western Bay of Plenty District Council | 2020-2021 | Ongare Point | 5844869.548 | 1862034.967 | Direct information request | Tertiary | 8639 | [7 empty] | 100% | [8 empty] | 2053-03-31 | Complying | 2 | 0 |  | N/A | 0% | 0% | 0% | 0% |  |  |  | 1.9 | 15 | Pre-anoxic tanks, recirculating tanks, textile bed reactor, treated eflluent storage tanks, chemical dosing, UV, carbon dosing |  | taken average discharge flow rate
Western Bay of Plenty District Council | 2020-2021 | Te Puke | 5813067 | 1893894 |  | Tertiary | 706717 |  | 669956 | 54378 | 536772 | 653489 | 526916 | 100% |  | 0% | 0% | [5 empty] | 0% | 2054-04-30 | Complying | 3 | 1862.35 | 1108 | 16% | 0% | 0% | 100% | 0% |  |  |  | 3.78 | 1470.6082 | Sequentially Activated Sludge; UV; Wetland | 7676.4811 | Sludge is used for vermicomposting
Western Bay of Plenty District Council | 2020-2021 | Katikati | 5839236 | 1859226 |  | Tertiary | 404040 |  | 401729 | 396371 | 503286 | 425992 | 375725 | 0% |  | 0% | 100% | [5 empty] | 0% | 2038-07-31 | Significant Non-Compliance-NFU (RM16-0206-DC.02+) | 2 | 0 | 970 | N/A | 0% | 0% | 0% | 0% |  |  |  | 1.5 | 1378.8658 | Aerated lagoons; UV; Wetland | 4927.5
Westland District Council | 2014-2015 | Fox | 5183000 | 1356500 |  | Primary | [6 empty] | 131064 | 100% | [8 empty] | 0% | 2036-09-01 | [5 empty] | 0% | 0% | 0% | 0% |  |  |  |  | 359.0795 | Oxidation pond | 159.0229
Westland District Council | 2014-2015 | Franz | 5193595 | 1370949 |  | Primary | [6 empty] | 218371 | 100% | [8 empty] | 0% | 2036-07-01 | [5 empty] | 0% | 0% | 0% | 0% |  |  |  |  | 598.2767 | Oxidation pond | 318.0458
Westland District Council | 2014-2015 | Haast | 5133752 | 1282425 |  | Secondary | [6 empty] | 174717 | 100% | [8 empty] | 0% | 2036-09-01 | [5 empty] | 0% | 0% | 0% | 0% |  |  |  |  | 478.6767 | Oxidation pond | 106.0153
Westland District Council | 2014-2015 | Hokitika | 5270849 | 1435050 |  | Primary | [6 empty] | 895401 |  |  |  | 100% | [5 empty] | 25% | [6 empty] | 0% | 0% | 0% | 0% |  |  |  |  | 2453.1534 | Oxidation pond | 4770.6873
Whakatāne District Council | 2020-2021 | Te Mahoe | 5775298.29 | 1934430.3 |  | Secondary | 2446 | 4217 | 6212 | 6544 | 14075 | 17950 | 18250 |  | 100% |  |  |  | 0% | 0% |  |  | 6.4% | 2051-06-30 | Current | 1 | [9 empty] | no | 4 | 38.5616 | Septic tanks; Biological sand filter | 81 |  | https://www.whakatane.govt.nz/sites/www.whakatane.govt.nz/files/documents/documents-section/council-reports/water-and-sanitary-services-assessment/Assessment%20of%20Water%20and%20Sanitary%20services%20%28A264985%29.pdf
Whakatāne District Council | 2020-2021 | Murupara | 5738569.45 | 1923482.1 |  | Secondary | 113163 | 151498 | 308060 | 529250 | 330605 | 187750 | 185340 | 100% |  |  | 0% |  |  | 0% |  |  | 6.4% | 2026-10-01 | Current | 2 | [8 empty] | 2012 | no |  | 905.7671 | Oxidation ponds | 2360.7676 |  | https://www.whakatane.govt.nz/sites/www.whakatane.govt.nz/files/documents/documents-section/council-reports/water-and-sanitary-services-assessment/Assessment%20of%20Water%20and%20Sanitary%20services%20%28A264985%29.pdf
Whakatāne District Council | 2020-2021 | Edgecumbe | 5791430.86 | 1935300.14 |  | Secondary | 104244 | 207975 | 239287 | 78896 | 330605 | 178000 | 182650 | 100% | [5 empty] | 10% |  |  | 6.4% | 2026-10-01 | Current | 2 | [9 empty] | no | 7.2 | 905.7671 | Oxidation ponds | 1931.5371 |  | https://www.whakatane.govt.nz/sites/www.whakatane.govt.nz/files/documents/documents-section/council-reports/water-and-sanitary-services-assessment/Assessment%20of%20Water%20and%20Sanitary%20services%20%28A264985%29.pdf
Whakatāne District Council | 2020-2021 | Tāneatua | 5779677.1 | 1950421.98 |  | Secondary | 65022 | 73657 | 78430 | 74925 | 69350 | 72550 | 73270 | 100% | [5 empty] | 0.12% |  |  | 6.4% | 2026-10-01 | Current | 2 | [9 empty] | no | 5.5 | 190 | Oxidation ponds | 965.7685 |  | https://www.whakatane.govt.nz/sites/www.whakatane.govt.nz/files/documents/documents-section/council-reports/water-and-sanitary-services-assessment/Assessment%20of%20Water%20and%20Sanitary%20services%20%28A264985%29.pdf
Whakatāne District Council | 2020-2021 | Whakatāne | 5792479.78 | 1947959.78 |  | Secondary | 1521420 | 1496664 | 1597632 | 1798472 | 1688742 | 1752350 | 1642570 |  |  |  | 100% | 18.76% |  | 16.8% |  |  | 6.4% | 2026-10-01 | Current | 2 |  |  |  | 0% | 0% | 100% | 0% | All sludge is sent to a composting facility. |  | no | 4.12 | 4626.6904 | Oxidation pond | 15811.5348 |  | https://www.whakatane.govt.nz/sites/www.whakatane.govt.nz/files/documents/documents-section/council-reports/water-and-sanitary-services-assessment/Assessment%20of%20Water%20and%20Sanitary%20services%20%28A264985%29.pdf
Whakatāne District Council | 2020-2021 | Ōhope | 5788037.01 | 1956390.35 |  | Secondary | 264171 | 251934 | 243456 | 289486 | 279477 | 326000 | 346750 |  |  |  | 100% |  |  | 4.3% |  |  | 6.4% | 2035-09-30 | Current | 3 | [8 empty] | 2018 | no | 3 | 765.6904 | Oxidation pond | 2850 |  | https://www.whakatane.govt.nz/sites/www.whakatane.govt.nz/files/documents/documents-section/council-reports/water-and-sanitary-services-assessment/Assessment%20of%20Water%20and%20Sanitary%20services%20%28A264985%29.pdf
Whanganui District Council | 2020-2021 | Whanganui Urban | 5574381.9335 | 1773717.3183 |  |  | 9125788 | 9582710 | 9922892 | 0 | [7 empty] | 25% | 24% | 22% |  |  |  | 2026-07-01 | Current | 2 | 59907 | 2689 | 1.54% | 100% | 0% | 0% | 0% |  | Has a covered pond, is desludged continuously | no | 4 | 16372.9098 |  | 39055.1569
Whanganui District Council | 2020-2021 | Mowhanau | 5583619.551 | 1763027.9926 |  |  | 11660 | 8712 | 42358.49 | 2920 | [7 empty] | 0% | 0% |  |  |  |  | 2021-12-01 | Current | 1 |  |  | 0 | 0% | 0% | 0% | 0% |  |  | no | 3 | 65.924 | Septic tank; Trickling Filters | 225.5713
Whanganui District Council | 2020-2021 | Marybank | 5574825.8632 | 1775657.6266 |  |  |  |  | 0 | 6570 | [7 empty] | 0% | 0% |  |  |  |  | 2021-09-01 | Current | 1 |  |  | 0 | 0% | 0% | 0% | 0% |  |  | no |  | 52.6294 | Oxidation pond | 182.7545 | Marybank wastewater has been recently diverted to the Whanganui Wastewater Treatment Plant and the Marybank plant is no longer operating. A resource consent renewal has been applied for for Mowhanau
Whangarei District Council | 2020-2021 | Oakura | 6082750 | 1720950 |  | Tertiary |  | 16859 | 18175 | 22686.8443 | 20102.9637 | 18760 | 14247 | 0% | 100% | 0% | 0% | 0% | 0% | 0% |  |  | 15% | 2025-05-31 | Current | 1 | [11 empty] | 55.0766 | Submerged biofilm | 106.9302
Whangarei District Council | 2020-2021 | Ruakaka | 6029800.0263 | 1732682.6237 |  | Secondary |  | 411454 | 363679% | 402570.9718 | 375960.2528 | 321468 | 333017 | 0% | 100% | 0% | 0% | 15% | 15% | 15% |  |  | 15% | 2046-05-31 | Current | 22 | [11 empty] | 1030.0281 | Oxidation pond; Constructed wetlands | 2780.1859
Whangarei District Council | 2020-2021 | Waipu | 6017529 | 1732554 |  | Secondary |  | 169761 | 164399% | 213086.3992 | 195607.621 | 150930 | 158783 | 0% | 100% | 0% | 0% | 15% | 15% | 0% |  |  | 15% | 2030-05-31 | Current | 14 | [11 empty] | 535.9113 | Activated sludge | 1059.5716
Whangarei District Council | 2020-2021 | Hikurangi | 6058500 | 1715700 |  | Tertiary |  | 202217 | 181914 | 269389.4467 | 276396.25 | 265709 | 315852 | 100% | 0% | 0% | 0% | 15% | 15% | 15% |  |  | 15% | 2025-06-30 | Current | 5 | [11 empty] | 757.25 | Membrane filtration plant | 1497.0232
Whangarei District Council | 2020-2021 | Ngunguru | 6056600 | 1735650 |  | Tertiary |  | 50240 | 48581 | 68861.5222 | 61322.6699 | 52004 | 61267 | 100% | 0% | 0% | 0% | 0% | 0% | 15% |  |  | 15% | 2035-05-31 | Current | 3 | [11 empty] | 168.0073 | Aerated Oxidation pond; Wetland; UV | 1435.0036
Whangarei District Council | 2020-2021 | Portland | 6036495 | 1719760 |  | Secondary |  | 28004 | 29172 | 43137.3156 | 39208.0645 | 40057 | 36420 | 100% | 0% | 0% | 0% | 0% | 0% | 15% |  |  | 15% | 2024-05-31 | Current | 0 | [11 empty] | 107.4194 | Oxidation pond; Wetland | 160.3953
Whangarei District Council | 2020-2021 | Tutukaka | 6057694.478 | 1737629.907 | WWTP Inventory 2012 data | Tertiary |  | 12113 | 14105 | 11592 | 16147 | 12339 | 10831 | 100% | 0% | 0% | 0% | 5% | 5% | 0% |  |  | 15% | 2024-05-31 | Current | 4 | [11 empty] | 44.2384 | Re-circulation through filters; UV | 180
Whangarei District Council | 2020-2021 | Waiotira | 6022516 | 1708288 |  | Secondary |  |  | 2336 | 2336 | 2336 | 2336 | 2336 | 100% | 0% | 0% | 0% | 0% | 0% | 0% |  |  | 15% | 2030-06-30 | Current | 0 | [11 empty] | 6.4 | Septic Tank; Wetland | 17.5
Whangarei District Council | 2020-2021 | Whangarei | 6043500.232 | 1720242.857 | WWTP Inventory 2012 data | Tertiary |  | 5324972 | 5104402 | 6447141 | 6183948 | 5628498 | 6169841 | 100% | 0% | 0% | 0% | 15% | 15% | 15% |  |  | 15% | 2022-04-30 | Current | 406 |  | 4680 |  |  | 100% | [6 empty] | 16942.3233 | Settlement; Trickling Filters; Activated Sludge; Secondary Clarification; Filtration; UV; Wetlands | 46514.6481
Note on AD78: ====== ID#AAAAua_j_FE Jessica Youngman (2023-03-31 20:05:55) averaged over two ponds
Note on AD79: ====== ID#AAAAua_j_E4 Jessica Youngman (2023-03-31 20:05:55) Averaged over pond 1 and 2
Note on H80: ====== ID#AAAAua_j_FI Jessica Youngman (2023-03-31 20:05:55) Data missing from 23/4/21 - 7/5/21. Treated = 535479
Note on H81: ====== ID#AAAAua_j_E8 Jessica Youngman (2023-03-31 20:05:55) Treated - missing 1/7/20 - 28/7/20
Note on AL81: ====== ID#AAAAua_j_E0 Jessica Youngman (2023-03-31 20:05:55) Peak flow / average flow December - March used for all plants as rainfall not avilable.
Note on H82: ====== ID#AAAAua_j_FY Jessica Youngman (2023-03-31 20:05:55) Missing data from 10/7/20 to 25/9/20
Note on H83: ====== ID#AAAAua_j_Fc Jessica Youngman (2023-03-31 20:05:55) Treated
Note on H84: ====== ID#AAAAua_j_FA Jessica Youngman (2023-03-31 20:05:55) Can't estimate - flow meter down for the year
Note on C235: ====== ID#AAAAua_j_Fk tc={A3342A08-D80D-4A2A-8533-F82639A55A32} (2023-03-31 20:05:55) [Threaded comment] Your version of Excel allows you to read this threaded comment; however, any edits to it will get removed if the file is opened in a newer version of Excel. Learn more: https://go.microsoft.com/fwlink/?linkid=870924 Comment: has been decommissioned
Note on AF237: ====== ID#AAAAua_j_Fo tc={F0F7A144-0478-4663-82EE-5376B3DCD8F1} (2023-03-31 20:05:55) [Threaded comment] Your version of Excel allows you to read this threaded comment; however, any edits to it will get removed if the file is opened in a newer version of Excel. Learn more: https://go.microsoft.com/fwlink/?linkid=870924 Comment: changed from direct info request (original data sheet had typo of 99.6%)
Note on AB300: ====== ID#AAAAua_j_Fs tc={785DF366-EF5E-4AC2-A235-B08B130BF9CF} (2023-03-31 20:05:55) [Threaded comment] Your version of Excel allows you to read this threaded comment; however, any edits to it will get removed if the file is opened in a newer version of Excel. Learn more: https://go.microsoft.com/fwlink/?linkid=870924 Comment: dried sludge
Note on AA301: ====== ID#AAAAua_j_FQ tc={A7B503F7-887E-4114-983E-43964DB16F0D} (2023-03-31 20:05:55) [Threaded comment] Your version of Excel allows you to read this threaded comment; however, any edits to it will get removed if the file is opened in a newer version of Excel. Learn more: https://go.microsoft.com/fwlink/?linkid=870924 Comment: Includes 3 consents for the sludge dewatering plant
Note on AL304: ====== ID#AAAAua_j_Fg Andrew Pellew (2023-03-31 20:05:55) PWWF = 2548m3//d over the year. ADF = 1081m3/d (16-18/3/2021) Don't use l/s
Note on AL305: ====== ID#AAAAua_j_FU Andrew Pellew (2023-03-31 20:05:55) PWWF = 761 m3/d occurs 14 Oct20 ADWF = 280 m3/d (15-17 April)
Note on AL307: ====== ID#AAAAua_j_FM Andrew Pellew (2023-03-31 20:05:55) MM report (TP WWTP design basis) 1632m3/d measured in the network and a peak of 257m3/h = 3.78 ratio
Note on AL308: ====== ID#AAAAua_j_Fw Andrew Pellew (2023-03-31 20:05:55) Ratio of inlet volumes. 888 (ave of Jan, Feb, March). 1350 (peak)